## Extract 1
id | system_type | system_name | equipment_number | monthly_profile | nameplate_hp | nameplate_kW | Ph | RLA | V | Amps | hp | MLF | Eff | PF | calc_kw | VSD_speed | percent_on | assigned_schedule | scheduled_hours_per_day | jan_operating_hrs | feb_operating_hrs | mar_operating_hrs | apr_operating_hrs | may_operating_hrs | jun_operating_hrs | jul_operating_hrs | aug_operating_hrs | sep_operating_hrs | octob_operating_hrs | nov_operating_hrs | dec_operating_hrs | jan_operating_kWh | feb_operating_kWh | mar_operating_kWh | apr_operating_kWh | may_operating_kWh | jun_operating_kWh | jul_operating_kWh | aug_operating_kWh | sep_operating_kWh | octob_operating_kWh | nov_operating_kWh | dec_operating_kWh | annual_hours | annual_kwh | percent_total
1 | AC system | Compressor |  | Cooling 1 |  |  | 3 | 42 | 575.0 |  | 56.07108177317480 | 0.75 | 0.92525 | 0.824 | 25.8503 |  | 0 | All Day | 24.0 | 0 | 0 | 0 | 0 | 0 | 0 | 0 | 0 | 0 | 0 | 0 | 0 | 0 | 0 | 0 | 0 | 0 | 0 | 0 | 0 | 0 | 0 | 0 | 0 | 0 | 0 | 0
2 | Ventilation | Supply Fan | RCH-1 | Heating 1 |  |  | 1 |  | 115.0 | 14 | 2.1581769436997300 | 0.75 | 0.75 | 0.745 | 1.1994 |  | 0 | All Day | 24.0 | 0 | 0 | 0 | 0 | 0 | 0 | 0 | 0 | 0 | 0 | 0 | 0 | 0 | 0 | 0 | 0 | 0 | 0 | 0 | 0 | 0 | 0 | 0 | 0 | 0 | 0 | 0
3 | AC system | Dehumidifier |  | Heating 1 |  | 1 |  |  |  |  | 1.3404825737265400 | 0.75 | 0.75 | 0.65475 | 1 |  | 0 | All Day | 24.0 | 0 | 0 | 0 | 0 | 0 | 0 | 0 | 0 | 0 | 0 | 0 | 0 | 0 | 0 | 0 | 0 | 0 | 0 | 0 | 0 | 0 | 0 | 0 | 0 | 0 | 0 | 0
4 | AC system | Compressor-1 | Chiller-2 | AC System |  |  | 3 | 27 | 575.0 |  | 36.04569542561240 | 1 | 0.91612 | 0.809 | 21.7541 |  | 0 | All Day | 24.0 | 0 | 0 | 0 | 0 | 0 | 0 | 0 | 0 | 0 | 0 | 0 | 0 | 0 | 0 | 0 | 0 | 0 | 0 | 0 | 0 | 0 | 0 | 0 | 0 | 0 | 0 | 0
5 | AC system | Compressor-2 | Chiller-2 | AC System |  |  | 3 | 27 | 575.0 |  | 36.04569542561240 | 1 | 0.91612 | 0.809 | 21.7541 |  | 0 | All Day | 24.0 | 0 | 0 | 0 | 0 | 0 | 0 | 0 | 0 | 0 | 0 | 0 | 0 | 0 | 0 | 0 | 0 | 0 | 0 | 0 | 0 | 0 | 0 | 0 | 0 | 0 | 0 | 0
6 | Miscellaneous electricity | Unit Cooler |  | Uniform |  |  | 1 |  | 208.0 | 1.1 | 0.3067024128686330 | 0.75 | 0.75 | 0.67 | 0.1533 |  | 0 | All Day | 24.0 | 0 | 0 | 0 | 0 | 0 | 0 | 0 | 0 | 0 | 0 | 0 | 0 | 0 | 0 | 0 | 0 | 0 | 0 | 0 | 0 | 0 | 0 | 0 | 0 | 0 | 0 | 0
7 | Pump | CW Pump | P1B | Cooling 1 |  |  | 3 |  | 575.0 | 10 | 13.350257565041600 | 0.75 | 0.89338 | 0.78375 | 7.8056 |  | 0 | All Day | 24.0 | 0 | 0 | 0 | 0 | 0 | 0 | 0 | 0 | 0 | 0 | 0 | 0 | 0 | 0 | 0 | 0 | 0 | 0 | 0 | 0 | 0 | 0 | 0 | 0 | 0 | 0 | 0
8 | AC system | Compressor |  | Cooling 1 |  |  | 1 | 15 | 120.0 |  | 2.412868632707780 | 0.75 | 0.75 | 0.745 | 1.0057 |  | 0 |  | 24.0 | 0 | 0 | 0 | 0 | 0 | 0 | 0 | 0 | 0 | 0 | 0 | 0 | 0 | 0 | 0 | 0 | 0 | 0 | 0 | 0 | 0 | 0 | 0 | 0 | 0 | 0 | 0
9 | AC system | Condenser Fan |  | Cooling 1 |  | 0.15 |  |  |  |  | 0.20107238605898100 | 0.75 | 0.75 | 0.7 | 0.15 |  | 0 |  | 24.0 | 0 | 0 | 0 | 0 | 0 | 0 | 0 | 0 | 0 | 0 | 0 | 0 | 0 | 0 | 0 | 0 | 0 | 0 | 0 | 0 | 0 | 0 | 0 | 0 | 0 | 0 | 0
10 | AC system | Compressor |  | Cooling 1 |  |  | 1 | 20 | 120.0 |  | 3.2171581769437000 | 0.75 | 0.75 | 0.845 | 1.521 |  | 0 |  | 24.0 | 0 | 0 | 0 | 0 | 0 | 0 | 0 | 0 | 0 | 0 | 0 | 0 | 0 | 0 | 0 | 0 | 0 | 0 | 0 | 0 | 0 | 0 | 0 | 0 | 0 | 0 | 0
11 | AC system | Condenser Fan |  | Cooling 1 |  | 0.15 |  |  | 120.0 |  | 0.20107238605898100 | 0.75 | 0.75 | 0.7 | 0.15 |  | 0 |  | 24.0 | 0 | 0 | 0 | 0 | 0 | 0 | 0 | 0 | 0 | 0 | 0 | 0 | 0 | 0 | 0 | 0 | 0 | 0 | 0 | 0 | 0 | 0 | 0 | 0 | 0 | 0 | 0
12 | AC system | Chiller Compressor |  |  | 75.0 | [5 empty] | 75.0 | 0.75 | 0.935 | 0.828 | 44.8797 | [28 empty] | 0 | 0 | 0
13 | Pump | Condensor Water Pump |  |  | 0.4 | [5 empty] | 0.4 | 0.75 | 0.75 | 0.7 | 0.2984 | [28 empty] | 0 | 0 | 0
14 | AC system | Compressor | AC-4 | Cooling 1 |  |  | 1 | 11.5 | 208.0 |  | 3.2064343163538900 | 1 | 0.75 | 0.845 | 2.0212 |  | 0 | Occupied | 12.0 | 0 | 0 | 0 | 0 | 0 | 0 | 0 | 0 | 0 | 0 | 0 | 0 | 0 | 0 | 0 | 0 | 0 | 0 | 0 | 0 | 0 | 0 | 0 | 0 | 0 | 0 | 0
15 | Electric heating | Unit Heater | EUH |  |  | 50 |  |  |  |  | 67.02412868632710 | 0.75 | 0.93063 | 0.82325 | 40.2955 |  | 1 | All Day | 24.0 | [24 empty] | 0 | 0 | 0
16 | Domestic hot water | DHW Tank | DHW-1 | Uniform |  | 15 |  |  |  |  | 20.107238605898100 | 0.75 | 0.90412 | 0.79925 | 12.443 |  | 0 | All Day | 24.0 | 0 | 0 | 0 | 0 | 0 | 0 | 0 | 0 | 0 | 0 | 0 | 0 | 0 | 0 | 0 | 0 | 0 | 0 | 0 | 0 | 0 | 0 | 0 | 0 | 0 | 0 | 0
17 | Pump | Backup Boiler DHW Pump | 41-02-001 |  | 10.0 | 7.46 |  |  |  |  | 10 | 0.75 | 0.89338 | 0.78375 | 6.2628 | [28 empty] | 0 | 0 | 0
18 | Pump | DHW Primary | 41-02-002 |  | 2.0 | 1.492 |  |  |  |  | 2 | 0.75 | 0.845 | 0.702 | 1.3243 | [28 empty] | 0 | 0 | 0
19 | Pump | HWS to Coils VSD | 41-02-007 |  | 15.0 | 11.19 |  |  |  |  | 15 | 0.75 | 0.90012 | 0.7965 | 9.3237 | [28 empty] | 0 | 0 | 0
20 | Pump | HWS to Coils VSD | 41-02-008 |  | 15.0 | 11.19 |  |  |  |  | 15 | 0.75 | 0.90012 | 0.7965 | 9.3237 | [28 empty] | 0 | 0 | 0
21 | Pump | Fire Pump | 41-02-009 |  |  | 0 |  |  |  |  | 0 |  |  | 0.7 | 0 | [16 empty] | 0 | 0 | 0 | 0 | 0 | 0 | 0 | 0 | 0 | 0 | 0 | 0 | 0 | 0 | 0
22 | Pump | CHW to Coils - Chiller #1 | 41-02-011 |  | 40.0 | 29.84 |  |  |  |  | 40 | 0.75 | 0.92175 | 0.80875 | 24.2799 | [28 empty] | 0 | 0 | 0
23 | Pump | CHW to Coils - Chiller #1 | 41-02-012 |  | 40.0 | 29.84 |  |  |  |  | 40 | 0.75 | 0.92175 | 0.80875 | 24.2799 | [28 empty] | 0 | 0 | 0
24 | Pump | CWS to Cooling Tower #2 | 41-02-015 |  | 20.0 | 14.92 |  |  |  |  | 20 | 0.75 | 0.90412 | 0.79925 | 12.3766 | [28 empty] | 0 | 0 | 0
25 | Pump | CWS to Cooling Tower #2 | 41-02-016 |  | 20.0 | 14.92 |  |  |  |  | 20 | 0.75 | 0.90412 | 0.79925 | 12.3766 | [28 empty] | 0 | 0 | 0
26 | Pump | CWS to Cooling Tower #1 | 41-02-017 |  | 50.0 | 37.3 |  |  |  |  | 50 | 0.75 | 0.92525 | 0.824 | 30.2351 | [28 empty] | 0 | 0 | 0
27 | Pump | Circ. Pump (HWR - AHU2) | 41-02-020 |  | 2.0 | 1.492 |  |  |  |  | 2 | 0.75 | 0.845 | 0.702 | 1.3243 | [28 empty] | 0 | 0 | 0
28 | Pump | Circ. Pump (HWR - AHU1) | 41-02-021 |  | 2.0 | 1.492 |  |  |  |  | 2 | 0.75 | 0.845 | 0.702 | 1.3243 | [28 empty] | 0 | 0 | 0
29 | Pump | Circ. Pmp | 41-02-023 |  | 2.0 | 1.492 |  |  |  |  | #REF! | [32 empty] | 0 | 0 | 0
30 | Pump | Circ. Pmp (to Ht Vlv AHU5) | 41-02-024 |  | 0.5 | 0.373 |  |  |  |  | 2 | 0.75 | 0.845 | 0.702 | 1.3243 | [28 empty] | 0 | 0 | 0
31 | Pump | DCW Booster | 41-02-027 |  | 10.0 | 7.46 |  |  |  |  | 10 | 0.75 | 0.89338 | 0.78375 | 6.2628 | [28 empty] | 0 | 0 | 0
32 | Pump | DHW Recirc. | 41-02-028 |  | 0.3 | 0.245 |  |  |  |  | 10 | 0.75 | 0.89338 | 0.78375 | 6.2628 | [28 empty] | 0 | 0 | 0
33 | Pump | DHW Recirc. | 41-02-02? |  | 0.3 | 0.245 |  |  |  |  | 0.3 | 0.75 | 0.75 | 0.7 | 0.2238 | [28 empty] | 0 | 0 | 0
34 | Pump | Pure Water Dist. | 41-02-029 |  | 7.5 | 5.595 |  |  |  |  | 0.3 | 0.75 | 0.75 | 0.7 | 0.2238 | [28 empty] | 0 | 0 | 0
35 | Pump | Pure Water Dist. | 41-02-031 |  | 2.0 | 1.492 |  |  |  |  | 2 | 0.75 | 0.845 | 0.702 | 1.3243 | [28 empty] | 0 | 0 | 0
36 | Pump | Sea Water Dist. | 41-02-032 |  | 3.0 | 2.238 |  |  |  |  | 2 | 0.75 | 0.845 | 0.702 | 1.3243 | [28 empty] | 0 | 0 | 0
37 | Pump | Sea Water Dist. | 41-02-034 |  | 3.0 | 2.238 |  |  |  |  | 3 | 0.75 | 0.86 | 0.71525 | 1.9517 | [28 empty] | 0 | 0 | 0
38 | Pump | Elec Panel | 41-02-042 |  |  | 0 |  |  |  |  | 3 | 0.75 | 0.86 | 0.71525 | 0 | [16 empty] | 0 | 0 | 0 | 0 | 0 | 0 | 0 | 0 | 0 | 0 | 0 | 0 | 0 | 0 | 0
39 | Pump | Chiller #3 Pump | 41-02-103 |  | 0.5 | 0.373 |  |  |  |  | 0 |  |  | 0.7 | [29 empty] | 0 | 0 | 0
40 | AC system | Ch#1 Compressor (600 ton) | 41-08-001 |  |  | 372.0272 |  |  |  |  | 498.695969112224 | 0.75 | 0.94963 | 0.835 | 293.8217 | [28 empty] | 0 | 0 | 0
41 | AC system | Ch#2 Compressor 1 (100 ton) | 41-08-002 |  | 50.0 | 37.3 |  |  |  |  | 50 | 0.75 | 0.92525 | 0.824 | 30.2351 | [28 empty] | 0 | 0 | 0
42 | AC system | Ch#2 Compressor 2 | 41-08-002 |  | 60.0 | 44.76 |  |  |  |  | 60 | 0.75 | 0.93063 | 0.82325 | 36.0725 | [28 empty] | 0 | 0 | 0
43 | AC system | Water-cooled Cond Unit | 41-08-005 |  |  | 5.3 |  |  |  |  | 7.10455764075067 | 0.75 | 0.87 | 0.758 | 4.569 | [28 empty] | 0 | 0 | 0
44 | AC system | Water-cooled Cond Unit | 41-08-006 |  |  | 8 |  |  |  |  | 10.723860589812300 | 0.75 | 0.89338 | 0.78375 | 6.7161 | [28 empty] | 0 | 0 | 0
45 | AC system | Mitsubishi Mr. Slim | 41-08-238 |  | 2.0 | 1.492 |  |  |  |  | 2 | 0.75 | 0.845 | 0.702 | 1.3243 | [28 empty] | 0 | 0 | 0
46 | AC system | Mitsubishi Mr. Slim | 41-08-23? |  | 2.0 | 1.492 |  |  |  |  | 2 | 0.75 | 0.845 | 0.702 | 1.3243 | [28 empty] | 0 | 0 | 0
47 | Ventilation | AHU-1 Supply Fan VSD | 41-01-109 |  | 75.0 | 55.95 |  |  |  |  | 75 | 0.75 | 0.935 | 0.828 | 44.8797 | [28 empty] | 0 | 0 | 0
48 | Ventilation | AHU-1 Booster Fan | 41-01-123 |  | 15.0 | 11.19 |  |  |  |  | 15 | 0.75 | 0.90012 | 0.7965 | 9.3237 | [28 empty] | 0 | 0 | 0
49 | Ventilation | AHU-1 Booster Fan | 41-01-124 |  | 15.0 | 11.19 |  |  |  |  | 15 | 0.75 | 0.90012 | 0.7965 | 9.3237 | [28 empty] | 0 | 0 | 0
50 | Ventilation | AHU-1 Booster Fan | 41-01-125 |  | 15.0 | 11.19 |  |  |  |  | 15 | 0.75 | 0.90012 | 0.7965 | 9.3237 | [28 empty] | 0 | 0 | 0
51 | Ventilation | AHU-1 Booster Fan | 41-01-126 |  | 15.0 | 11.19 |  |  |  |  | 15 | 0.75 | 0.90012 | 0.7965 | 9.3237 | [28 empty] | 0 | 0 | 0
52 | Ventilation | Fan 109 EF | 41-01-149 |  | 5.0 | 3.73 |  |  |  |  | 5 | 0.75 | 0.87 | 0.758 | 3.2155 | [28 empty] | 0 | 0 | 0
53 | Ventilation | AHU-2 Supply Fan VSD | 41-01-008 |  | 75.0 | 55.95 |  |  |  |  | 75 | 0.75 | 0.935 | 0.828 | 44.8797 | [28 empty] | 0 | 0 | 0
54 | Ventilation | AHU-2 Booster Fan | 41-01-127 |  | 15.0 | 11.19 |  |  |  |  | 15 | 0.75 | 0.90012 | 0.7965 | 9.3237 | [28 empty] | 0 | 0 | 0
55 | Ventilation | AHU-2 Booster Fan | 41-01-128 |  | 15.0 | 11.19 |  |  |  |  | 15 | 0.75 | 0.90012 | 0.7965 | 9.3237 | [28 empty] | 0 | 0 | 0
56 | Ventilation | AHU-2 Booster Fan | 41-01-129 |  | 15.0 | 11.19 |  |  |  |  | 15 | 0.75 | 0.90012 | 0.7965 | 9.3237 | [28 empty] | 0 | 0 | 0
57 | Ventilation | AHU-2 Booster Fan | 41-01-130 |  | 15.0 | 11.19 |  |  |  |  | 15 | 0.75 | 0.90012 | 0.7965 | 9.3237 | [28 empty] | 0 | 0 | 0
58 | Ventilation | Fan 108 Exhaust Fan | 41-01-150 |  | 5.0 | 3.73 |  |  |  |  | 5 | 0.75 | 0.87 | 0.758 | 3.2155 | [28 empty] | 0 | 0 | 0
59 | Ventilation | AHU-3 Supply Fan VSD | 41-01-110 |  | 75.0 | 55.95 |  |  |  |  | 75 | 0.75 | 0.935 | 0.828 | 44.8797 | [28 empty] | 0 | 0 | 0
60 | Ventilation | AHU-3 Booster Fan | 41-01-131 |  | 15.0 | 11.19 |  |  |  |  | 15 | 0.75 | 0.90012 | 0.7965 | 9.3237 | [28 empty] | 0 | 0 | 0
61 | Ventilation | AHU-3 Booster Fan | 41-01-132 |  | 15.0 | 11.19 |  |  |  |  | 15 | 0.75 | 0.90012 | 0.7965 | 9.3237 | [28 empty] | 0 | 0 | 0
62 | Ventilation | AHU-3 Booster Fan | 41-01-133 |  | 15.0 | 11.19 |  |  |  |  | 15 | 0.75 | 0.90012 | 0.7965 | 9.3237 | [28 empty] | 0 | 0 | 0
63 | Ventilation | AHU-3 Booster Fan | 41-01-134 |  | 15.0 | 11.19 |  |  |  |  | 15 | 0.75 | 0.90012 | 0.7965 | 9.3237 | [28 empty] | 0 | 0 | 0
64 | Ventilation | AHU-4 Supply Fan VSD | 41-01-111 |  | 75.0 | 55.95 |  |  |  |  | 75 | 0.75 | 0.935 | 0.828 | 44.8797 | [28 empty] | 0 | 0 | 0
65 | Ventilation | AHU-4 Booster Fan | 41-01-135 |  | 15.0 | 11.19 |  |  |  |  | 15 | 0.75 | 0.90012 | 0.7965 | 9.3237 | [28 empty] | 0 | 0 | 0
66 | Ventilation | AHU-4 Booster Fan | 41-01-136 |  | 15.0 | 11.19 |  |  |  |  | 15 | 0.75 | 0.90012 | 0.7965 | 9.3237 | [28 empty] | 0 | 0 | 0
67 | Ventilation | AHU-4 Booster Fan | 41-01-137 |  | 15.0 | 11.19 |  |  |  |  | 15 | 0.75 | 0.90012 | 0.7965 | 9.3237 | [28 empty] | 0 | 0 | 0
68 | Ventilation | AHU-4 Booster Fan | 41-01-138 |  | 15.0 | 11.19 |  |  |  |  | 15 | 0.75 | 0.90012 | 0.7965 | 9.3237 | [28 empty] | 0 | 0 | 0
69 | Ventilation | AHU 5 Supply Fan VSD | 41-01-112 |  | 20.0 | 14.92 |  |  |  |  | 20 | 0.75 | 0.90412 | 0.79925 | 12.3766 | [28 empty] | 0 | 0 | 0
70 | Ventilation | AHU 5 Return Fan | 41-01-112 |  | 15.0 | 11.19 |  |  |  |  | 15 | 0.75 | 0.90012 | 0.7965 | 9.3237 | [28 empty] | 0 | 0 | 0
71 | Ventilation | Fan 112 EF | 41-01-122 |  | 2.0 | 1.492 |  |  |  |  | 2 | 0.75 | 0.845 | 0.702 | 1.3243 | [28 empty] | 0 | 0 | 0
72 | Ventilation | Fan 112 EF | 41-01-146 |  | 2.0 | 1.492 |  |  |  |  | 2 | 0.75 | 0.845 | 0.702 | 1.3243 | [28 empty] | 0 | 0 | 0
73 | Ventilation | Penthouse Supply Fan | 41-01-113 |  | 5.0 | 3.73 |  |  |  |  | 5 | 0.75 | 0.87 | 0.758 | 3.2155 | [28 empty] | 0 | 0 | 0
74 | Ventilation | Penthouse Supply Fan | 41-01-114 |  | 5.0 | 3.73 |  |  |  |  | 5 | 0.75 | 0.87 | 0.758 | 3.2155 | [28 empty] | 0 | 0 | 0
75 | Ventilation | Electrical Room SF | 41-01-117 |  | 15.0 | 11.19 |  |  |  |  | 15 | 0.75 | 0.90012 | 0.7965 | 9.3237 | [28 empty] | 0 | 0 | 0
76 | Ventilation | Stairwell 1 SF | 41-01-118 |  |  | 0 |  |  |  |  | 0 |  |  | 0.7 | 0 | [16 empty] | 0 | 0 | 0 | 0 | 0 | 0 | 0 | 0 | 0 | 0 | 0 | 0 | 0 | 0 | 0
77 | Ventilation | Stairwell 2 SF | 41-01-119 |  |  | 0 |  |  |  |  | 0 |  |  | 0.7 | 0 | [16 empty] | 0 | 0 | 0 | 0 | 0 | 0 | 0 | 0 | 0 | 0 | 0 | 0 | 0 | 0 | 0
78 | Ventilation | Chiller Room EF | 41-01-144 |  |  | 0 |  |  |  |  | 0 |  |  | 0.7 | 0 | [16 empty] | 0 | 0 | 0 | 0 | 0 | 0 | 0 | 0 | 0 | 0 | 0 | 0 | 0 | 0 | 0
79 | Ventilation | Level 5000 General Exhst | 41-01-145 |  | 2.0 | 1.492 |  |  |  |  | 2 | 0.75 | 0.845 | 0.702 | 1.3243 | [28 empty] | 0 | 0 | 0
80 | AC system | 5.4 T Liebert - Humidifier | ACU 004 | Cooling 3 |  |  | 3 | 13.3 | 208.0 |  | 6.422983048335850 | 0.75 | 0.87 | 0.758 | 2.724 |  | 0 | All Day | 24.0 | 0 | 0 | 0 | 0 | 0 | 0 | 0 | 0 | 0 | 0 | 0 | 0 | 0 | 0 | 0 | 0 | 0 | 0 | 0 | 0 | 0 | 0 | 0 | 0 | 0 | 0 | 0
81 | AC system | 5.4 T Liebert - Reheat | ACU 004 | Cooling 3 |  |  | 3 | 41.6 | 208.0 |  | 20.089931940659500 | 0.75 | 0.90412 | 0.79925 | 8.9838 |  | 0 | All Day | 24.0 | 0 | 0 | 0 | 0 | 0 | 0 | 0 | 0 | 0 | 0 | 0 | 0 | 0 | 0 | 0 | 0 | 0 | 0 | 0 | 0 | 0 | 0 | 0 | 0 | 0 | 0 | 0
82 | AC system | 5.4 T Liebert - Compressor | ACU 004 | Cooling 3 |  |  | 3 | 20.7 | 208.0 |  | 9.996672864703160 | 0.75 | 0.8825 | 0.7645 | 4.276 |  | 0 | All Day | 24.0 | 0 | 0 | 0 | 0 | 0 | 0 | 0 | 0 | 0 | 0 | 0 | 0 | 0 | 0 | 0 | 0 | 0 | 0 | 0 | 0 | 0 | 0 | 0 | 0 | 0 | 0 | 0
83 | AC system | 5.4 T Liebert - Humidifier | ACU 005 | Cooling 3 |  |  | 3 | 13.3 | 208.0 |  | 6.422983048335850 | 0.75 | 0.87 | 0.758 | 2.724 |  | 0 | All Day | 24.0 | 0 | 0 | 0 | 0 | 0 | 0 | 0 | 0 | 0 | 0 | 0 | 0 | 0 | 0 | 0 | 0 | 0 | 0 | 0 | 0 | 0 | 0 | 0 | 0 | 0 | 0 | 0
84 | AC system | 5.4 T Liebert - Reheat | ACU 005 | Cooling 3 |  |  | 3 | 41.6 | 208.0 |  | 20.089931940659500 | 0.75 | 0.90412 | 0.79925 | 8.9838 |  | 0 | All Day | 24.0 | 0 | 0 | 0 | 0 | 0 | 0 | 0 | 0 | 0 | 0 | 0 | 0 | 0 | 0 | 0 | 0 | 0 | 0 | 0 | 0 | 0 | 0 | 0 | 0 | 0 | 0 | 0
85 | AC system | 5.4 T Liebert - Compressor | ACU 005 | Cooling 3 |  |  | 3 | 20.7 | 208.0 |  | 9.996672864703160 | 0.75 | 0.8825 | 0.7645 | 4.276 |  | 0 | All Day | 24.0 | 0 | 0 | 0 | 0 | 0 | 0 | 0 | 0 | 0 | 0 | 0 | 0 | 0 | 0 | 0 | 0 | 0 | 0 | 0 | 0 | 0 | 0 | 0 | 0 | 0 | 0 | 0
86 | Pump | Small River Pump |  | Pump S.R. | 5.5 | [5 empty] | 5.5 | 0.75 | 0.87 | 0.758 | 3.5371 |  | 1 | All Day | 24.0 | 0 | 0 | 0 | 0 | 0 | 0 | 0 | 0 | 0 | 0 | 0 | 0 | 0 | 0 | 0 | 0 | 0 | 0 | 0 | 0 | 0 | 0 | 0 | 0 | 0 | 0 | 0
87 | AC system | Compressor Motor |  | Cooling 1 |  |  | 3 | 3.5 | 210.0 |  | 1.7065111844009700 | 0.75 | 0.81875 | 0.66925 | 0.639 |  | 0 | All Day | 24.0 | 0 | 0 | 0 | 0 | 0 | 0 | 0 | 0 | 0 | 0 | 0 | 0 | 0 | 0 | 0 | 0 | 0 | 0 | 0 | 0 | 0 | 0 | 0 | 0 | 0 | 0 | 0
88 | AC system | [9 empty] | 0 |  |  | 0.7 | 0 |  |  |  |  | 0 | 0 | 0 | 0 | 0 | 0 | 0 | 0 | 0 | 0 | 0 | 0 | 0 | 0 | 0 | 0 | 0 | 0 | 0 | 0 | 0 | 0 | 0 | 0 | 0 | 0 | 0
89 | AC system | [9 empty] | 0 |  |  | 0.7 | 0 |  |  |  |  | 0 | 0 | 0 | 0 | 0 | 0 | 0 | 0 | 0 | 0 | 0 | 0 | 0 | 0 | 0 | 0 | 0 | 0 | 0 | 0 | 0 | 0 | 0 | 0 | 0 | 0 | 0
90 | AC system | [9 empty] | 0 |  |  | 0.7 | 0 |  |  |  |  | 0 | 0 | 0 | 0 | 0 | 0 | 0 | 0 | 0 | 0 | 0 | 0 | 0 | 0 | 0 | 0 | 0 | 0 | 0 | 0 | 0 | 0 | 0 | 0 | 0 | 0 | 0
91 | Ventilation | Exhaust Fan | EF-35 | Uniform |  | 0.132 |  |  |  |  | 0.1769436997319040 | 0.75 | 0.75 | 0.7 | 0.132 |  | 1 | 24/7 | 24.0 | [24 empty] | 0 | 0 | 0
92 | Ventilation | Exhaust Fan | EF-36 | Uniform |  | 0.132 |  |  |  |  | 0.1769436997319040 | 0.75 | 0.75 | 0.7 | 0.132 |  | 1 | 24/7 | 24.0 | [24 empty] | 0 | 0 | 0
93 | Miscellaneous electricity | Hi Vac Unit | V-1 | Uniform |  | 15.3 |  |  |  |  | 20.509383378016100 | 0.75 | 0.90412 | 0.79925 | 12.6918 |  | 0 | 24/7 | 24.0 | 0 | 0 | 0 | 0 | 0 | 0 | 0 | 0 | 0 | 0 | 0 | 0 | 0 | 0 | 0 | 0 | 0 | 0 | 0 | 0 | 0 | 0 | 0 | 0 | 0 | 0 | 0
94 | Domestic hot water | DHW Tank |  | Uniform |  | 30 |  |  |  |  | 40.21447721179630 | 0.75 | 0.92175 | 0.80875 | 24.4101 |  | 0 | All Day | 24.0 | 0 | 0 | 0 | 0 | 0 | 0 | 0 | 0 | 0 | 0 | 0 | 0 | 0 | 0 | 0 | 0 | 0 | 0 | 0 | 0 | 0 | 0 | 0 | 0 | 0 | 0 | 0
95 | Pump | Storage Tank Recirc | P-9 | Uniform | [6 empty] | 0 |  |  | 0.7 | 0 |  | 1 | All Day | 24.0 | 744 | 672 | 744 | 720 | 744 | 720 | 744 | 744 | 720 | 744 | 720 | 744 | 0 | 0 | 0 | 0 | 0 | 0 | 0 | 0 | 0 | 0 | 0 | 0 | 0 | 0 | 0
96 | Miscellaneous electricity | Compressor | Decommissioned | Uniform |  |  | 1 |  | 230.0 | 5.6 | 1.7265415549597900 | 0.75 | 0.75 | 0.79 | 1.0175 |  | 0 |  | 0.0 | 0 | 0 | 0 | 0 | 0 | 0 | 0 | 0 | 0 | 0 | 0 | 0 | 0 | 0 | 0 | 0 | 0 | 0 | 0 | 0 | 0 | 0 | 0 | 0 | 0 | 0 | 0
97 | AC system | Compressor | Decommissioned | Cooling 1 |  |  | 3 |  | 575.0 | 7.5 | 10.01269317378120 | 0.75 | 0.89338 | 0.78375 | 5.8542 |  | 0 |  | 24.0 | 0 | 0 | 0 | 0 | 0 | 0 | 0 | 0 | 0 | 0 | 0 | 0 | 0 | 0 | 0 | 0 | 0 | 0 | 0 | 0 | 0 | 0 | 0 | 0 | 0 | 0 | 0
98 | Ventilation | Eng-Air - Hot Water Fan Coil Blower Fan | UH-1 | Heating |  | 0.038 |  |  |  |  | 0.05093833780160860 | 0.75 | 0.75 | 0.7 | 0.038 |  | 0 |  | 24.0 | 0 | 0 | 0 | 0 | 0 | 0 | 0 | 0 | 0 | 0 | 0 | 0 | 0 | 0 | 0 | 0 | 0 | 0 | 0 | 0 | 0 | 0 | 0 | 0 | 0 | 0 | 0
99 | Ventilation | Eng-Air - Hot Water Fan Coil Blower Fan | UH-2 | Heating |  | 0.038 |  |  |  |  | 0.05093833780160860 | 0.75 | 0.75 | 0.7 | 0.038 |  | 0 |  | 24.0 | 0 | 0 | 0 | 0 | 0 | 0 | 0 | 0 | 0 | 0 | 0 | 0 | 0 | 0 | 0 | 0 | 0 | 0 | 0 | 0 | 0 | 0 | 0 | 0 | 0 | 0 | 0
100 | Chillers | Chillers | CH-2 | Cooling 1 | 1697.76 | [5 empty] | 1697.76 | 0.75 | 0.94963 | 0.835 | 1000.2861 |  | 0 | All Day | 24.0 | 0 | 0 | 0 | 0 | 0 | 0 | 0 | 0 | 0 | 0 | 0 | 0 | 0 | 0 | 0 | 0 | 0 | 0 | 0 | 0 | 0 | 0 | 0 | 0 | 0 | 0 | 0
101 | Chillers | Chillers | CH-3 | Cooling 1 | 1650.6000000000000 | [5 empty] | 1650.6000000000000 | 0.75 | 0.94963 | 0.835 | 972.5004 |  | 0 | All Day | 24.0 | 0 | 0 | 0 | 0 | 0 | 0 | 0 | 0 | 0 | 0 | 0 | 0 | 0 | 0 | 0 | 0 | 0 | 0 | 0 | 0 | 0 | 0 | 0 | 0 | 0 | 0 | 0
102 | Chillers | Cooling tower fan | CT-2 | Cooling 2 |  |  | 3 |  | 575.0 | 41.2 | 55.00306116797150 | 0.75 | 0.92525 | 0.824 | 33.8106 |  | 0 | All Day | 24.0 | 0 | 0 | 0 | 0 | 0 | 0 | 0 | 0 | 0 | 0 | 0 | 0 | 0 | 0 | 0 | 0 | 0 | 0 | 0 | 0 | 0 | 0 | 0 | 0 | 0 | 0 | 0
103 | AC system | Condenser Fan | AHU-2 | Cooling 1 |  |  | 3 | 2.5 | 460.0 |  | 2.670051513008320 | 0.75 | 0.845 | 0.702 | 1.0487 | [28 empty] | 0 | 0 | 0
104 | Pump | AHU-102 Chilled Water Pump | P-108 | Cooling 1 |  | 1.35 |  |  |  |  | 1.8096514745308300 | 0.75 | 0.81875 | 0.66925 | 1.2366 |  | 0 | All Day | 24.0 | 0 | 0 | 0 | 0 | 0 | 0 | 0 | 0 | 0 | 0 | 0 | 0 | 0 | 0 | 0 | 0 | 0 | 0 | 0 | 0 | 0 | 0 | 0 | 0 | 0 | 0 | 0
105 | Pump | Waste Pump | WP-1 |  |  | 0.2 |  |  |  |  | 0.2680965147453080 | 0.75 | 0.75 | 0.7 | 0.2 |  | 0.5 | 24h 7d | 24.0 | [24 empty] | 0 | 0 | 0
106 | Pump | Waste Pump | WP-2 |  |  | 0.2 |  |  |  |  | 0.2680965147453080 | 0.75 | 0.75 | 0.7 | 0.2 |  | 0.5 | 24h 7d | 24.0 | [24 empty] | 0 | 0 | 0
107 | AC system | Compressor | CH-2 | Cooling 1 |  |  | 3 | 30.3 | 575.0 |  | 40.45128042207610 | 0.75 | 0.92175 | 0.80875 | 18.304 |  |  |  |  | 0 | 0 | 0 | 0 | 0 | 0 | 0 | 0 | 0 | 0 | 0 | 0 | 0 | 0 | 0 | 0 | 0 | 0 | 0 | 0 | 0 | 0 | 0 | 0 | 0 | 0 | 0
108 | AC system | Compressor | CH-2 | Cooling 1 |  |  | 3 | 30.3 | 575.0 |  | 40.45128042207610 | 0.75 | 0.92175 | 0.80875 | 18.304 |  |  |  |  | 0 | 0 | 0 | 0 | 0 | 0 | 0 | 0 | 0 | 0 | 0 | 0 | 0 | 0 | 0 | 0 | 0 | 0 | 0 | 0 | 0 | 0 | 0 | 0 | 0 | 0 | 0
109 | AC system | Compressor | CH-2 | Cooling 1 |  |  | 3 | 30.3 | 575.0 |  | 40.45128042207610 | 0.75 | 0.92175 | 0.80875 | 18.304 |  |  |  |  | 0 | 0 | 0 | 0 | 0 | 0 | 0 | 0 | 0 | 0 | 0 | 0 | 0 | 0 | 0 | 0 | 0 | 0 | 0 | 0 | 0 | 0 | 0 | 0 | 0 | 0 | 0
110 | AC system | Compressor | CH-2 | Cooling 1 |  |  | 3 | 30.3 | 575.0 |  | 40.45128042207610 | 0.75 | 0.92175 | 0.80875 | 18.304 |  |  |  |  | 0 | 0 | 0 | 0 | 0 | 0 | 0 | 0 | 0 | 0 | 0 | 0 | 0 | 0 | 0 | 0 | 0 | 0 | 0 | 0 | 0 | 0 | 0 | 0 | 0 | 0 | 0
111 | AC system | Compressor Fan | CH-2 | Cooling 1 | 2.93 | [5 empty] | 2.93 | 0.75 | 0.845 | 0.702 | 1.94 | [28 empty] | 0 | 0 | 0
112 | AC system | Pump | CH-2 | Cooling 1 | 10.05 | [5 empty] | 10.05 | 0.75 | 0.89338 | 0.78375 | 6.2941 | [28 empty] | 0 | 0 | 0
113 | AC system | Compressor | AC-2 | Cooling 1 |  |  | 3 | 20.5 | 575.0 |  | 27.368028008335300 | 0.75 | 0.9115 | 0.80375 | 12.3074 |  | 0 | All Day | 24.0 | 0 | 0 | 0 | 0 | 0 | 0 | 0 | 0 | 0 | 0 | 0 | 0 | 0 | 0 | 0 | 0 | 0 | 0 | 0 | 0 | 0 | 0 | 0 | 0 | 0 | 0 | 0
114 | AC system | Compressor | AC-2 | Cooling 2 |  |  | 3 | 20.5 | 575.0 |  | 27.368028008335300 | 0.75 | 0.9115 | 0.80375 | 12.3074 |  | 0 | All Day | 24.0 | 0 | 0 | 0 | 0 | 0 | 0 | 0 | 0 | 0 | 0 | 0 | 0 | 0 | 0 | 0 | 0 | 0 | 0 | 0 | 0 | 0 | 0 | 0 | 0 | 0 | 0 | 0
115 | Ventilation | Exhaust Fan | EF-B2 | Uniform |  | 1.1 |  |  |  |  | 1.4745308310992000 | 0.75 | 0.75 | 0.65475 | 1.1 |  | 0 | All Day | 24.0 | 0 | 0 | 0 | 0 | 0 | 0 | 0 | 0 | 0 | 0 | 0 | 0 | 0 | 0 | 0 | 0 | 0 | 0 | 0 | 0 | 0 | 0 | 0 | 0 | 0 | 0 | 0
116 | Ventilation | Exhaust Fan | EF-B3 | Uniform |  | 0.37 |  |  |  |  | 0.4959785522788200 | 0.75 | 0.75 | 0.7 | 0.37 |  | 0 | All Day | 24.0 | 0 | 0 | 0 | 0 | 0 | 0 | 0 | 0 | 0 | 0 | 0 | 0 | 0 | 0 | 0 | 0 | 0 | 0 | 0 | 0 | 0 | 0 | 0 | 0 | 0 | 0 | 0
117 | Ventilation | Exhaust Fan | EF-301 | Uniform |  | 0.55 |  |  |  |  | 0.7372654155495980 | 0.75 | 0.75 | 0.7 | 0.55 |  | 0 | All Day | 24.0 | 0 | 0 | 0 | 0 | 0 | 0 | 0 | 0 | 0 | 0 | 0 | 0 | 0 | 0 | 0 | 0 | 0 | 0 | 0 | 0 | 0 | 0 | 0 | 0 | 0 | 0 | 0
118 | Ventilation | Exhaust Fan | EF-11 | Uniform |  | 1.1 |  |  |  |  | 1.4745308310992000 | 0.75 | 0.75 | 0.65475 | 1.1 |  | 0 | All Day | 24.0 | 0 | 0 | 0 | 0 | 0 | 0 | 0 | 0 | 0 | 0 | 0 | 0 | 0 | 0 | 0 | 0 | 0 | 0 | 0 | 0 | 0 | 0 | 0 | 0 | 0 | 0 | 0
119 | Ventilation | Exhaust Fan | EF-12 | Uniform |  | 1.1 |  |  |  |  | 1.4745308310992000 | 0.75 | 0.75 | 0.65475 | 1.1 |  | 0 | All Day | 24.0 | 0 | 0 | 0 | 0 | 0 | 0 | 0 | 0 | 0 | 0 | 0 | 0 | 0 | 0 | 0 | 0 | 0 | 0 | 0 | 0 | 0 | 0 | 0 | 0 | 0 | 0 | 0
120 | Ventilation | Exhaust Fan | EF-25 | Uniform |  | 1.1 |  |  |  |  | 1.4745308310992000 | 0.75 | 0.75 | 0.65475 | 1.1 |  | 0 | All Day | 24.0 | 0 | 0 | 0 | 0 | 0 | 0 | 0 | 0 | 0 | 0 | 0 | 0 | 0 | 0 | 0 | 0 | 0 | 0 | 0 | 0 | 0 | 0 | 0 | 0 | 0 | 0 | 0
121 | Ventilation | Exhaust Fan | EF-14 | Uniform |  | 3.7 |  |  |  |  | 4.959785522788200 | 0.75 | 0.86 | 0.71525 | 3.2267 |  | 0 | All Day | 24.0 | 0 | 0 | 0 | 0 | 0 | 0 | 0 | 0 | 0 | 0 | 0 | 0 | 0 | 0 | 0 | 0 | 0 | 0 | 0 | 0 | 0 | 0 | 0 | 0 | 0 | 0 | 0
122 | Ventilation | Exhaust Fan | EF-15 | Uniform |  | 3.7 |  |  |  |  | 4.959785522788200 | 0.75 | 0.86 | 0.71525 | 3.2267 |  | 0 | All Day | 24.0 | 0 | 0 | 0 | 0 | 0 | 0 | 0 | 0 | 0 | 0 | 0 | 0 | 0 | 0 | 0 | 0 | 0 | 0 | 0 | 0 | 0 | 0 | 0 | 0 | 0 | 0 | 0
123 | Ventilation | Exhaust Fan | EF-16 | Uniform |  | 3.7 |  |  |  |  | 4.959785522788200 | 0.75 | 0.86 | 0.71525 | 3.2267 |  | 0 | All Day | 24.0 | 0 | 0 | 0 | 0 | 0 | 0 | 0 | 0 | 0 | 0 | 0 | 0 | 0 | 0 | 0 | 0 | 0 | 0 | 0 | 0 | 0 | 0 | 0 | 0 | 0 | 0 | 0
124 | Ventilation | Exhaust Fan | EF-17 | Uniform |  | 3.7 |  |  |  |  | 4.959785522788200 | 0.75 | 0.86 | 0.71525 | 3.2267 |  | 0 | All Day | 24.0 | 0 | 0 | 0 | 0 | 0 | 0 | 0 | 0 | 0 | 0 | 0 | 0 | 0 | 0 | 0 | 0 | 0 | 0 | 0 | 0 | 0 | 0 | 0 | 0 | 0 | 0 | 0
125 | Ventilation | Exhaust Fan | EF-18 | Uniform |  | 3.7 |  |  |  |  | 4.959785522788200 | 0.75 | 0.86 | 0.71525 | 3.2267 |  | 0 | All Day | 24.0 | 0 | 0 | 0 | 0 | 0 | 0 | 0 | 0 | 0 | 0 | 0 | 0 | 0 | 0 | 0 | 0 | 0 | 0 | 0 | 0 | 0 | 0 | 0 | 0 | 0 | 0 | 0
126 | Ventilation | Exhaust Fan | EF-19 | Uniform |  | 3.7 |  |  |  |  | 4.959785522788200 | 0.75 | 0.86 | 0.71525 | 3.2267 |  | 0 | All Day | 24.0 | 0 | 0 | 0 | 0 | 0 | 0 | 0 | 0 | 0 | 0 | 0 | 0 | 0 | 0 | 0 | 0 | 0 | 0 | 0 | 0 | 0 | 0 | 0 | 0 | 0 | 0 | 0
127 | Ventilation | Exhaust Fan | EF-28 | Uniform |  | 1.1 |  |  |  |  | 1.4745308310992000 | 0.75 | 0.75 | 0.65475 | 1.1 |  | 0 | All Day | 24.0 | 0 | 0 | 0 | 0 | 0 | 0 | 0 | 0 | 0 | 0 | 0 | 0 | 0 | 0 | 0 | 0 | 0 | 0 | 0 | 0 | 0 | 0 | 0 | 0 | 0 | 0 | 0
128 | Pump | Heating Supply Pump | P-4B | Heating 2 | 75.0 | [5 empty] | 75.0 | 0.75 | 0.935 | 0.828 | 44.8797 | 0 | 0 | All Day | 24.0 | 0 | 0 | 0 | 0 | 0 | 0 | 0 | 0 | 0 | 0 | 0 | 0 | 0 | 0 | 0 | 0 | 0 | 0 | 0 | 0 | 0 | 0 | 0 | 0 | 0 | 0 | 0
129 | Pump | Chilled Water Pump | P-5A | Uniform | 60.0 | [5 empty] | 60.0 | 0.75 | 0.93063 | 0.82325 | 36.0725 | 0 | 0 | All Day | 24.0 | 0 | 0 | 0 | 0 | 0 | 0 | 0 | 0 | 0 | 0 | 0 | 0 | 0 | 0 | 0 | 0 | 0 | 0 | 0 | 0 | 0 | 0 | 0 | 0 | 0 | 0 | 0
130 | Heat Pump (Heating) | Local HPs (heating) |  |  |  |  | 3 |  | 575.0 | 185 | 246.97976495327000 | 0.75 | 0.94588 | 0.835 | 153.8462 | [16 empty] | 8400.5291 | 21186.6345 | 26740.77 | 25263.0373 | 31494.7721 | 27313.0525 | 12621.7196 | 7288.7496 | 33914.5868 | 45911.6707 | 27801.0816 | 8028.0127 | 0 | 275964.6166 | 0
131 | Electric heating | Electric Baseboard Heater | EH-2 | Heating 1 |  | 1.5 |  |  |  |  | 2.0107238605898100 | 0.75 | 0.845 | 0.702 | 1.3314 |  |  | All Day | 24.0 | 0 | 0 | 0 | 0 | 0 | 0 | 0 | 0 | 0 | 0 | 0 | 0 | 0 | 0 | 0 | 0 | 0 | 0 | 0 | 0 | 0 | 0 | 0 | 0 | 0 | 0 | 0
132 | Electric heating | Electric Baseboard Heater | EH-3 | Heating 1 |  | 1.5 |  |  |  |  | 2.0107238605898100 | 0.75 | 0.845 | 0.702 | 1.3314 |  |  | All Day | 24.0 | 0 | 0 | 0 | 0 | 0 | 0 | 0 | 0 | 0 | 0 | 0 | 0 | 0 | 0 | 0 | 0 | 0 | 0 | 0 | 0 | 0 | 0 | 0 | 0 | 0 | 0 | 0
133 | Electric heating | Electric Baseboard Heater | EH-4 | Heating 1 |  | 1.5 |  |  |  |  | 2.0107238605898100 | 0.75 | 0.845 | 0.702 | 1.3314 |  |  | All Day | 24.0 | 0 | 0 | 0 | 0 | 0 | 0 | 0 | 0 | 0 | 0 | 0 | 0 | 0 | 0 | 0 | 0 | 0 | 0 | 0 | 0 | 0 | 0 | 0 | 0 | 0 | 0 | 0
134 | Electric heating | Electric Baseboard Heater | EH-5 | Heating 1 |  | 1.5 |  |  |  |  | 2.0107238605898100 | 0.75 | 0.845 | 0.702 | 1.3314 |  |  | All Day | 24.0 | 0 | 0 | 0 | 0 | 0 | 0 | 0 | 0 | 0 | 0 | 0 | 0 | 0 | 0 | 0 | 0 | 0 | 0 | 0 | 0 | 0 | 0 | 0 | 0 | 0 | 0 | 0
135 | Electric heating | Electric Baseboard Heater | EH-6 | Heating 1 |  | 0.5 |  |  |  |  | 0.6702412868632710 | 0.75 | 0.75 | 0.7 | 0.5 |  |  | All Day | 24.0 | 0 | 0 | 0 | 0 | 0 | 0 | 0 | 0 | 0 | 0 | 0 | 0 | 0 | 0 | 0 | 0 | 0 | 0 | 0 | 0 | 0 | 0 | 0 | 0 | 0 | 0 | 0
136 | Electric heating | Electric Baseboard Heater | EH-7 | Heating 1 |  | 1.5 |  |  |  |  | 2.0107238605898100 | 0.75 | 0.845 | 0.702 | 1.3314 |  |  | All Day | 24.0 | 0 | 0 | 0 | 0 | 0 | 0 | 0 | 0 | 0 | 0 | 0 | 0 | 0 | 0 | 0 | 0 | 0 | 0 | 0 | 0 | 0 | 0 | 0 | 0 | 0 | 0 | 0
137 | Electric heating | Wall Mounted Electric Heater | EH-8 | Heating 1 |  | 1 |  |  |  |  | 1.3404825737265400 | 0.75 | 0.75 | 0.65475 | 1 |  |  | All Day | 24.0 | 0 | 0 | 0 | 0 | 0 | 0 | 0 | 0 | 0 | 0 | 0 | 0 | 0 | 0 | 0 | 0 | 0 | 0 | 0 | 0 | 0 | 0 | 0 | 0 | 0 | 0 | 0
138 | Electric heating | Electric Baseboard Heater | EH-9 | Heating 1 |  | 1 |  |  |  |  | 1.3404825737265400 | 0.75 | 0.75 | 0.65475 | 1 |  |  | All Day | 24.0 | 0 | 0 | 0 | 0 | 0 | 0 | 0 | 0 | 0 | 0 | 0 | 0 | 0 | 0 | 0 | 0 | 0 | 0 | 0 | 0 | 0 | 0 | 0 | 0 | 0 | 0 | 0
139 | Electric heating | Electric Baseboard Heater | EH-10 | Heating 1 |  | 2.5 |  |  |  |  | 3.351206434316350 | 0.75 | 0.86 | 0.71525 | 2.1802 |  |  | All Day | 24.0 | 0 | 0 | 0 | 0 | 0 | 0 | 0 | 0 | 0 | 0 | 0 | 0 | 0 | 0 | 0 | 0 | 0 | 0 | 0 | 0 | 0 | 0 | 0 | 0 | 0 | 0 | 0
140 | Electric heating | Electric Baseboard Heater | EH-11 | Heating 1 |  | 2.5 |  |  |  |  | 3.351206434316350 | 0.75 | 0.86 | 0.71525 | 2.1802 |  |  | All Day | 24.0 | 0 | 0 | 0 | 0 | 0 | 0 | 0 | 0 | 0 | 0 | 0 | 0 | 0 | 0 | 0 | 0 | 0 | 0 | 0 | 0 | 0 | 0 | 0 | 0 | 0 | 0 | 0
141 | Electric heating | Suspended Radiant Heater | EH-12 | Heating 1 |  | 3 |  |  |  |  | 4.021447721179630 | 0.75 | 0.86 | 0.71525 | 2.6163 |  |  | All Day | 24.0 | 0 | 0 | 0 | 0 | 0 | 0 | 0 | 0 | 0 | 0 | 0 | 0 | 0 | 0 | 0 | 0 | 0 | 0 | 0 | 0 | 0 | 0 | 0 | 0 | 0 | 0 | 0
142 | Electric heating | Suspended Radiant Heater | EH-13 | Heating 1 |  | 3 |  |  |  |  | 4.021447721179630 | 0.75 | 0.86 | 0.71525 | 2.6163 |  |  | All Day | 24.0 | 0 | 0 | 0 | 0 | 0 | 0 | 0 | 0 | 0 | 0 | 0 | 0 | 0 | 0 | 0 | 0 | 0 | 0 | 0 | 0 | 0 | 0 | 0 | 0 | 0 | 0 | 0
143 | Electric heating | Ramp Heater | EH-14 | Heating 1 |  | 30 |  |  |  |  | 40.21447721179630 | 0.75 | 0.92175 | 0.80875 | 24.4101 |  |  | All Day | 24.0 | 0 | 0 | 0 | 0 | 0 | 0 | 0 | 0 | 0 | 0 | 0 | 0 | 0 | 0 | 0 | 0 | 0 | 0 | 0 | 0 | 0 | 0 | 0 | 0 | 0 | 0 | 0
144 | Ventilation | Exhaust Fan | EF12 | Uniform | 0.15 | [5 empty] | 0.15 | 0.75 | 0.75 | 0.7 | 0.1119 |  | 0.019178 | All Day | 24.0 | 14.2685 | 12.8877 | 14.2685 | 13.8082 | 14.2685 | 13.8082 | 14.2685 | 14.2685 | 13.8082 | 14.2685 | 13.8082 | 14.2685 | 1.5966 | 1.4421 | 1.5966 | 1.5451 | 1.5966 | 1.5451 | 1.5966 | 1.5966 | 1.5451 | 1.5966 | 1.5451 | 1.5966 | 168 | 18.7992 | 0.012437
145 | Ventilation | Exhaust Fan | EF13 | Uniform | 0.15 | [5 empty] | 0.15 | 0.75 | 0.75 | 0.7 | 0.1119 |  | 0.019178 | All Day | 24.0 | 14.2685 | 12.8877 | 14.2685 | 13.8082 | 14.2685 | 13.8082 | 14.2685 | 14.2685 | 13.8082 | 14.2685 | 13.8082 | 14.2685 | 1.5966 | 1.4421 | 1.5966 | 1.5451 | 1.5966 | 1.5451 | 1.5966 | 1.5966 | 1.5451 | 1.5966 | 1.5451 | 1.5966 | 168 | 18.7992 | 0.012437
146 | Ventilation | Exhaust Fan | EF14 | Uniform | 0.15 | [5 empty] | 0.15 | 0.75 | 0.75 | 0.7 | 0.1119 |  | 0.019178 | All Day | 24.0 | 14.2685 | 12.8877 | 14.2685 | 13.8082 | 14.2685 | 13.8082 | 14.2685 | 14.2685 | 13.8082 | 14.2685 | 13.8082 | 14.2685 | 1.5966 | 1.4421 | 1.5966 | 1.5451 | 1.5966 | 1.5451 | 1.5966 | 1.5966 | 1.5451 | 1.5966 | 1.5451 | 1.5966 | 168 | 18.7992 | 0.012437
147 | Ventilation | Exhaust Fan | EF15 | Uniform | 0.15 | [5 empty] | 0.15 | 0.75 | 0.75 | 0.7 | 0.1119 |  | 0.019178 | All Day | 24.0 | 14.2685 | 12.8877 | 14.2685 | 13.8082 | 14.2685 | 13.8082 | 14.2685 | 14.2685 | 13.8082 | 14.2685 | 13.8082 | 14.2685 | 1.5966 | 1.4421 | 1.5966 | 1.5451 | 1.5966 | 1.5451 | 1.5966 | 1.5966 | 1.5451 | 1.5966 | 1.5451 | 1.5966 | 168 | 18.7992 | 0.012437
148 | Ventilation | WC Exhaust Fan | EF16 | Uniform | 0.15 | [5 empty] | 0.15 | 0.75 | 0.75 | 0.7 | 0.1119 |  | 0.019178 | All Day | 24.0 | 14.2685 | 12.8877 | 14.2685 | 13.8082 | 14.2685 | 13.8082 | 14.2685 | 14.2685 | 13.8082 | 14.2685 | 13.8082 | 14.2685 | 1.5966 | 1.4421 | 1.5966 | 1.5451 | 1.5966 | 1.5451 | 1.5966 | 1.5966 | 1.5451 | 1.5966 | 1.5451 | 1.5966 | 168 | 18.7992 | 0.012437
149 | Ventilation | Exhaust Fan | EF17 | Uniform | 0.15 | [5 empty] | 0.15 | 0.75 | 0.75 | 0.7 | 0.1119 |  | 0.019178 | All Day | 24.0 | 14.2685 | 12.8877 | 14.2685 | 13.8082 | 14.2685 | 13.8082 | 14.2685 | 14.2685 | 13.8082 | 14.2685 | 13.8082 | 14.2685 | 1.5966 | 1.4421 | 1.5966 | 1.5451 | 1.5966 | 1.5451 | 1.5966 | 1.5966 | 1.5451 | 1.5966 | 1.5451 | 1.5966 | 168 | 18.7992 | 0.012437
150 | Ventilation | Exhaust Fan | EF18 | Uniform | 0.15 | [5 empty] | 0.15 | 0.75 | 0.75 | 0.7 | 0.1119 |  | 0.019178 | All Day | 24.0 | 14.2685 | 12.8877 | 14.2685 | 13.8082 | 14.2685 | 13.8082 | 14.2685 | 14.2685 | 13.8082 | 14.2685 | 13.8082 | 14.2685 | 1.5966 | 1.4421 | 1.5966 | 1.5451 | 1.5966 | 1.5451 | 1.5966 | 1.5966 | 1.5451 | 1.5966 | 1.5451 | 1.5966 | 168 | 18.7992 | 0.012437
151 | Ventilation | Exhaust Fan | EF19 | Uniform | 0.15 | [5 empty] | 0.15 | 0.75 | 0.75 | 0.7 | 0.1119 |  | 0.019178 | All Day | 24.0 | 14.2685 | 12.8877 | 14.2685 | 13.8082 | 14.2685 | 13.8082 | 14.2685 | 14.2685 | 13.8082 | 14.2685 | 13.8082 | 14.2685 | 1.5966 | 1.4421 | 1.5966 | 1.5451 | 1.5966 | 1.5451 | 1.5966 | 1.5966 | 1.5451 | 1.5966 | 1.5451 | 1.5966 | 168 | 18.7992 | 0.012437
152 | Ventilation | Exhaust Fan | EF20 | Uniform | 0.15 | [5 empty] | 0.15 | 0.75 | 0.75 | 0.7 | 0.1119 |  | 0.019178 | All Day | 24.0 | 14.2685 | 12.8877 | 14.2685 | 13.8082 | 14.2685 | 13.8082 | 14.2685 | 14.2685 | 13.8082 | 14.2685 | 13.8082 | 14.2685 | 1.5966 | 1.4421 | 1.5966 | 1.5451 | 1.5966 | 1.5451 | 1.5966 | 1.5966 | 1.5451 | 1.5966 | 1.5451 | 1.5966 | 168 | 18.7992 | 0.012437
153 | Ventilation | Exhaust Fan | EF21 | Uniform | 0.15 | [5 empty] | 0.15 | 0.75 | 0.75 | 0.7 | 0.1119 |  | 0.019178 | All Day | 24.0 | 14.2685 | 12.8877 | 14.2685 | 13.8082 | 14.2685 | 13.8082 | 14.2685 | 14.2685 | 13.8082 | 14.2685 | 13.8082 | 14.2685 | 1.5966 | 1.4421 | 1.5966 | 1.5451 | 1.5966 | 1.5451 | 1.5966 | 1.5966 | 1.5451 | 1.5966 | 1.5451 | 1.5966 | 168 | 18.7992 | 0.012437
154 | Ventilation | Exhaust Fan | EF22 | Uniform | 0.15 | [5 empty] | 0.15 | 0.75 | 0.75 | 0.7 | 0.1119 |  | 0.019178 | All Day | 24.0 | 14.2685 | 12.8877 | 14.2685 | 13.8082 | 14.2685 | 13.8082 | 14.2685 | 14.2685 | 13.8082 | 14.2685 | 13.8082 | 14.2685 | 1.5966 | 1.4421 | 1.5966 | 1.5451 | 1.5966 | 1.5451 | 1.5966 | 1.5966 | 1.5451 | 1.5966 | 1.5451 | 1.5966 | 168 | 18.7992 | 0.012437
155 | Electric heating | Force Flow Unit | FF-1 | Heating 1 |  | 4 |  |  |  |  | 5.361930294906170 | 0.75 | 0.87 | 0.758 | 3.4483 |  | 0.4 |  | 24.0 | 297.6 | 241.92 | 238.08 | 201.6 | 119.04 | 57.6 | 0 | 0 | 57.6 | 178.56 | 230.4 | 297.6 | 1026.2069 | 834.2069 | 820.9655 | 695.1724 | 410.4828 | 198.6207 | 0 | 0 | 198.6207 | 615.7241 | 794.4828 | 1026.2069 | 1920 | 6620.6897 | 2.1923
156 | Electric heating | Basebaord |  | Heating 1 |  | 6 |  |  |  |  | 8.04289544235925 | 0.75 | 0.8825 | 0.7645 | 5.0992 |  | 0.4 |  | 24.0 | 297.6 | 241.92 | 238.08 | 201.6 | 119.04 | 57.6 | 0 | 0 | 57.6 | 178.56 | 230.4 | 297.6 | 1517.5071 | 1233.5864 | 1214.0057 | 1027.9887 | 607.0028 | 293.711 | 0 | 0 | 293.711 | 910.5042 | 1174.8442 | 1517.5071 | 1920 | 9790.3683 | 3.2419
157 | AC system | Condensing Unit (compressor) | CU-1 | Cooling 1 |  |  | 3 | 17.3 | 208.0 |  | 8.35470727339926 | 0.75 | 0.8825 | 0.7645 | 3.5736 |  | 0.3 | AHU-1 (from Audit) | 7.857142857142860 | 0 | 0 | 0 | 0 | 36.5357 | 70.7143 | 73.0714 | 73.0714 | 35.3571 | 0 | 0 | 0 | 0 | 0 | 0 | 0 | 130.5649 | 252.7062 | 261.1298 | 261.1298 | 126.3531 | 0 | 0 | 0 | 288.75 | 1031.8838 | 1.6054
158 | AC system | DX Compressor | RTU-4 | Cooling 1 |  |  | 3 | 5.1 | 575.0 |  | 6.808631358171220 | 0.75 | 0.87 | 0.758 | 2.8875 |  | 0.3 | RTU-4 | 12.5 | 0 | 0 | 0 | 22.5 | 46.5 | 11.25 | 116.25 | 116.25 | 56.25 | 0 | 0 | 0 | 0 | 0 | 0 | 64.9698 | 134.271 | 32.4849 | 335.6774 | 335.6774 | 162.4245 | 0 | 0 | 0 | 369 | 1065.505 | 0.10668
159 | CT | Cooling Tower | CT-1 | CT-Free Cool | 75.0 | [5 empty] | 75.0 | 0.75 | 0.935 | 0.828 | 44.8797 | 0.25 | 1 | All Day | 24.0 | 744 | 672 | 744 | 701 | 659 | 540 | 383 | 383 | 664 | 744 | 718 | 744 | 2086.9051 | 1884.9465 | 2086.9051 | 1966.2909 | 1848.4818 | 1514.6892 | 1074.3073 | 1074.3073 | 1862.5067 | 2086.9051 | 2013.9756 | 2086.9051 | 7696 | 21587.1257 | 4.7773
160 | AC system | Condenser fan (4 at 2hp ea) | CH-1 | Cooling 1 | 8.0 | [5 empty] | 8.0 | 0.75 | 0.8825 | 0.7645 | 5.072 |  | 0.5 | All Day | 24.0 | 1 | 0 | 18 | 53 | 175.5 | 316.5 | 350.5 | 364 | 245 | 78.5 | 3.5 | 0 | 5.072 | 0 | 91.2952 | 268.8136 | 890.128 | 1605.2737 | 1777.7201 | 1846.1915 | 1242.6289 | 398.1484 | 17.7518 | 0 | 1605.5 | 8143.0232 | 1.3917
161 | AC system | Compressor (2 at 17.3RLA) | CH-1 | Cooling 1 |  |  | 3 | 34.6 | 575.0 |  | 46.191891175044000 | 0.75 | 0.92175 | 0.80875 | 20.9016 |  | 0.5 | All Day | 24.0 | 1 | 0 | 18 | 53 | 175.5 | 316.5 | 350.5 | 364 | 245 | 78.5 | 3.5 | 0 | 20.9016 | 0 | 376.2293 | 1107.7863 | 3668.2358 | 6615.3655 | 7326.0208 | 7608.1928 | 5120.899 | 1640.7779 | 73.1557 | 0 | 1605.5 | 33557.5648 | 5.7354
162 | AC system | Compressor (2 @ 21.8RLA) | CH-1 | Cooling 1 |  |  | 3 | 43.6 | 575.0 |  | 58.207122983581400 | 0.75 | 0.92525 | 0.824 | 26.8351 |  | 0.5 | All Day | 24.0 | 1 | 0 | 18 | 53 | 175.5 | 316.5 | 350.5 | 364 | 245 | 78.5 | 3.5 | 0 | 26.8351 | 0 | 483.032 | 1422.261 | 4709.5624 | 8493.3134 | 9405.7073 | 9767.9813 | 6574.6028 | 2106.5564 | 93.9229 | 0 | 1605.5 | 43083.7747 | 7.3635
163 | AC system | Crankcase HTRS | CH-1 | Cooling 1 |  |  | 3 |  | 575.0 | 2.4 | 3.2040618156099900 | 0.75 | 0.86 | 0.71525 | 1.7096 |  | 0.5 | All Day | 24.0 | 1 | 0 | 18 | 53 | 175.5 | 316.5 | 350.5 | 364 | 245 | 78.5 | 3.5 | 0 | 1.7096 | 0 | 30.773 | 90.6094 | 300.0369 | 541.0922 | 599.219 | 622.2988 | 418.855 | 134.2045 | 5.9836 | 0 | 1605.5 | 2744.7822 | 0.46911
164 | AC system | Chiller | CH-1 | Cooling 1 |  | 25 |  |  |  |  | 33.51206434316350 | 0.75 | 0.91612 | 0.809 | 20.4666 |  | 0.15 | AHU2 AHU3 MUA | 17.5 | 0 | 0 | 0 | 0 | 40.6875 | 78.75 | 81.375 | 81.375 | 39.375 | 0 | 0 | 0 | 0 | 0 | 0 | 0 | 832.7364 | 1611.7479 | 1665.4728 | 1665.4728 | 805.8739 | 0 | 0 | 0 | 321.5625 | 6581.3037 | 2.8588
165 | AC system | Compressor | AHU-2 | Cooling 1 |  |  | 3 | 14.8 | 480.0 |  | 16.49395299861840 | 0.75 | 0.90012 | 0.7965 | 7.3504 |  | 0.3 | AHU2 AHU3 MUA | 17.5 | 0 | 0 | 0 | 0 | 81.375 | 157.5 | 162.75 | 162.75 | 78.75 | 0 | 0 | 0 | 0 | 0 | 0 | 0 | 598.1383 | 1157.6871 | 1196.2766 | 1196.2766 | 578.8435 | 0 | 0 | 0 | 643.125 | 4727.2222 | 2.0534
166 | Miscellaneous electricity | Dishwasher |  | Uniform |  |  | 3 |  | 208.0 | 42 | 20.283104363165800 | 1 | 1 | 0.79925 | 12.0936 |  | 1 |  | 3.0 | 93 | 84 | 93 | 90 | 93 | 90 | 93 | 93 | 90 | 93 | 90 | 93 | 1124.7056 | 1015.8631 | 1124.7056 | 1088.4247 | 1124.7056 | 1088.4247 | 1124.7056 | 1124.7056 | 1088.4247 | 1124.7056 | 1088.4247 | 1124.7056 | 1095 | 13242.5011 | 1.2275
167 | Miscellaneous electricity | Elevator motor | #1 | Uniform | 32.0 | [5 empty] | 32.0 | 0.75 | 0.91612 | 0.809 | 19.5432 |  | 0.25 | Occupied | 12.0 | 93 | 84 | 93 | 90 | 93 | 90 | 93 | 93 | 90 | 93 | 90 | 93 | 1817.5162 | 1641.6275 | 1817.5162 | 1758.8866 | 1817.5162 | 1758.8866 | 1817.5162 | 1817.5162 | 1758.8866 | 1817.5162 | 1758.8866 | 1817.5162 | 1095 | 21399.7871 | 2.5601
168 | Miscellaneous electricity | Elevator motor | #2 | Uniform | 32.0 | [5 empty] | 32.0 | 0.75 | 0.91612 | 0.809 | 19.5432 |  | 0.25 | Occupied | 12.0 | 93 | 84 | 93 | 90 | 93 | 90 | 93 | 93 | 90 | 93 | 90 | 93 | 1817.5162 | 1641.6275 | 1817.5162 | 1758.8866 | 1817.5162 | 1758.8866 | 1817.5162 | 1817.5162 | 1758.8866 | 1817.5162 | 1758.8866 | 1817.5162 | 1095 | 21399.7871 | 2.5601
169 | Miscellaneous electricity | Elevator motor | #3 | Uniform | 32.0 | [5 empty] | 32.0 | 0.75 | 0.91612 | 0.809 | 19.5432 |  | 0.25 | Occupied | 12.0 | 93 | 84 | 93 | 90 | 93 | 90 | 93 | 93 | 90 | 93 | 90 | 93 | 1817.5162 | 1641.6275 | 1817.5162 | 1758.8866 | 1817.5162 | 1758.8866 | 1817.5162 | 1817.5162 | 1758.8866 | 1817.5162 | 1758.8866 | 1817.5162 | 1095 | 21399.7871 | 2.5601
170 | Miscellaneous electricity | Elevator motor | #4 | Uniform | 32.0 | [5 empty] | 32.0 | 0.75 | 0.91612 | 0.809 | 19.5432 |  | 0.25 | Occupied | 12.0 | 93 | 84 | 93 | 90 | 93 | 90 | 93 | 93 | 90 | 93 | 90 | 93 | 1817.5162 | 1641.6275 | 1817.5162 | 1758.8866 | 1817.5162 | 1758.8866 | 1817.5162 | 1817.5162 | 1758.8866 | 1817.5162 | 1758.8866 | 1817.5162 | 1095 | 21399.7871 | 2.5601
171 | Miscellaneous electricity | Elevator motor | #1 | Uniform | 32.0 | [5 empty] | 32.0 | 0.75 | 0.91612 | 0.809 | 19.5432 |  | 0.25 | Occupied | 12.0 | 93 | 84 | 93 | 90 | 93 | 90 | 93 | 93 | 90 | 93 | 90 | 93 | 1817.5162 | 1641.6275 | 1817.5162 | 1758.8866 | 1817.5162 | 1758.8866 | 1817.5162 | 1817.5162 | 1758.8866 | 1817.5162 | 1758.8866 | 1817.5162 | 1095 | 21399.7871 | 2.5601
172 | Miscellaneous electricity | Elevator motor | #2 | Uniform | 32.0 | [5 empty] | 32.0 | 0.75 | 0.91612 | 0.809 | 19.5432 |  | 0.25 | Occupied | 12.0 | 93 | 84 | 93 | 90 | 93 | 90 | 93 | 93 | 90 | 93 | 90 | 93 | 1817.5162 | 1641.6275 | 1817.5162 | 1758.8866 | 1817.5162 | 1758.8866 | 1817.5162 | 1817.5162 | 1758.8866 | 1817.5162 | 1758.8866 | 1817.5162 | 1095 | 21399.7871 | 2.5601
173 | Miscellaneous electricity | Elevator motor | #3 | Uniform | 32.0 | [5 empty] | 32.0 | 0.75 | 0.91612 | 0.809 | 19.5432 |  | 0.25 | Occupied | 12.0 | 93 | 84 | 93 | 90 | 93 | 90 | 93 | 93 | 90 | 93 | 90 | 93 | 1817.5162 | 1641.6275 | 1817.5162 | 1758.8866 | 1817.5162 | 1758.8866 | 1817.5162 | 1817.5162 | 1758.8866 | 1817.5162 | 1758.8866 | 1817.5162 | 1095 | 21399.7871 | 2.5601
174 | Miscellaneous electricity | Elevator motor | #4 | Uniform | 32.0 | [5 empty] | 32.0 | 0.75 | 0.91612 | 0.809 | 19.5432 |  | 0.25 | Occupied | 12.0 | 93 | 84 | 93 | 90 | 93 | 90 | 93 | 93 | 90 | 93 | 90 | 93 | 1817.5162 | 1641.6275 | 1817.5162 | 1758.8866 | 1817.5162 | 1758.8866 | 1817.5162 | 1817.5162 | 1758.8866 | 1817.5162 | 1758.8866 | 1817.5162 | 1095 | 21399.7871 | 2.5601
175 | Electric heating | Electric Boiler |  | Uniform |  | 27 |  |  |  |  | 36.193029490616600 | 1 | 1 | 0.809 | 27 |  | 0.25 | All Day | 24.0 | 186 | 168 | 186 | 180 | 186 | 180 | 186 | 186 | 180 | 186 | 180 | 186 | 5022 | 4536 | 5022 | 4860 | 5022 | 4860 | 5022 | 5022 | 4860 | 5022 | 4860 | 5022 | 2190 | 59130 | 5.4808
176 | Miscellaneous electricity | Condenser fan |  | Uniform |  |  | 3 | 10.6 | 208.0 |  | 5.119069196418040 | 0.75 | 0.87 | 0.758 | 2.171 |  | 0.25 | All Day | 24.0 | 186 | 168 | 186 | 180 | 186 | 180 | 186 | 186 | 180 | 186 | 180 | 186 | 403.8064 | 364.7284 | 403.8064 | 390.7804 | 403.8064 | 390.7804 | 403.8064 | 403.8064 | 390.7804 | 403.8064 | 390.7804 | 403.8064 | 2190 | 4754.4952 | 0.81999
177 | AC system | DX compressor | AHU-6 | Uniform |  |  | 3 | 15.4 | 460.0 |  | 16.44751732013130 | 0.75 | 0.90012 | 0.7965 | 7.3297 |  | 0.25 | All Day | 24.0 | 186 | 168 | 186 | 180 | 186 | 180 | 186 | 186 | 180 | 186 | 180 | 186 | 1363.3243 | 1231.3897 | 1363.3243 | 1319.3461 | 1363.3243 | 1319.3461 | 1363.3243 | 1363.3243 | 1319.3461 | 1363.3243 | 1319.3461 | 1363.3243 | 2190 | 16052.0439 | 0.11167
178 | Plug load | Driers (3x) |  | Uniform |  |  | 1 |  | 120.0 | 18 | 2.89544235924933 | 0.75 | 0.75 | 0.745 | 1.6092 |  | 0.5 | Laundry Room | 12.0 | 186 | 168 | 186 | 180 | 186 | 180 | 186 | 186 | 180 | 186 | 180 | 186 | 299.3112 | 270.3456 | 299.3112 | 289.656 | 299.3112 | 289.656 | 299.3112 | 299.3112 | 289.656 | 299.3112 | 289.656 | 299.3112 | 2190 | 3524.148 | 4.5422
179 | Plug load | Laundry machines (3x) |  | Uniform |  |  | 1 |  | 120.0 | 9 | 1.447721179624670 | 0.75 | 0.75 | 0.765 | 0.8262 |  | 0.5 | Laundry Room | 12.0 | 186 | 168 | 186 | 180 | 186 | 180 | 186 | 186 | 180 | 186 | 180 | 186 | 153.6732 | 138.8016 | 153.6732 | 148.716 | 153.6732 | 148.716 | 153.6732 | 153.6732 | 148.716 | 153.6732 | 148.716 | 153.6732 | 2190 | 1809.378 | 2.3321
180 | Plug load | Driers (3x) |  | Uniform |  |  | 1 |  | 120.0 | 18 | 2.89544235924933 | 0.75 | 0.75 | 0.745 | 1.6092 |  | 0.5 | Laundry Room | 12.0 | 186 | 168 | 186 | 180 | 186 | 180 | 186 | 186 | 180 | 186 | 180 | 186 | 299.3112 | 270.3456 | 299.3112 | 289.656 | 299.3112 | 289.656 | 299.3112 | 299.3112 | 289.656 | 299.3112 | 289.656 | 299.3112 | 2190 | 3524.148 | 4.5422
181 | Plug load | Laundry machines (3x) |  | Uniform |  |  | 1 |  | 120.0 | 9 | 1.447721179624670 | 0.75 | 0.75 | 0.765 | 0.8262 |  | 0.5 | Laundry Room | 12.0 | 186 | 168 | 186 | 180 | 186 | 180 | 186 | 186 | 180 | 186 | 180 | 186 | 153.6732 | 138.8016 | 153.6732 | 148.716 | 153.6732 | 148.716 | 153.6732 | 153.6732 | 148.716 | 153.6732 | 148.716 | 153.6732 | 2190 | 1809.378 | 2.3321
182 | Ventilation | Exhaust Fan |  | Uniform |  |  | 1 |  | 120.0 | 0.7 | 0.1126005361930300 | 0.75 | 0.75 | 0.67 | 0.05628 |  | 0.25 | All Day | 24.0 | 186 | 168 | 186 | 180 | 186 | 180 | 186 | 186 | 180 | 186 | 180 | 186 | 10.4681 | 9.455 | 10.4681 | 10.1304 | 10.4681 | 10.1304 | 10.4681 | 10.4681 | 10.1304 | 10.4681 | 10.1304 | 10.4681 | 2190 | 123.2532 | 0.1111
183 | Miscellaneous electricity | Freezer |  | Uniform |  |  | 1 |  | 115.0 | 5 | 0.7707774798927610 | 0.75 | 0.75 | 0.69667 | 0.40058 |  | 0.25 | All Day | 24.0 | 186 | 168 | 186 | 180 | 186 | 180 | 186 | 186 | 180 | 186 | 180 | 186 | 74.5085 | 67.298 | 74.5085 | 72.105 | 74.5085 | 72.105 | 74.5085 | 74.5085 | 72.105 | 74.5085 | 72.105 | 74.5085 | 2190 | 877.2775 | 0.22647
184 | Ventilation | Exhaust Fan |  | Uniform | 0.013333333333333300 | [5 empty] | 0.013333333333333300 | 0.75 | 0.75 | 0.7 | 0.0099467 |  | 0.25 | All Day | 24.0 | 186 | 168 | 186 | 180 | 186 | 180 | 186 | 186 | 180 | 186 | 180 | 186 | 1.8501 | 1.671 | 1.8501 | 1.7904 | 1.8501 | 1.7904 | 1.8501 | 1.8501 | 1.7904 | 1.8501 | 1.7904 | 1.8501 | 2190 | 21.7832 | 0.0090252
185 | Ventilation | Exhaust Fan | EF-26 | Uniform |  | 0.125 |  |  |  |  | 0.1675603217158180 | 0.75 | 0.75 | 0.7 | 0.125 |  | 0.25 | 24/7 | 24.0 | 186 | 168 | 186 | 180 | 186 | 180 | 186 | 186 | 180 | 186 | 180 | 186 | 23.25 | 21 | 23.25 | 22.5 | 23.25 | 22.5 | 23.25 | 23.25 | 22.5 | 23.25 | 22.5 | 23.25 | 2190 | 273.75 | 0.027409
186 | Ventilation | Exhaust Fan | EF-27 | Uniform |  | 0.125 |  |  |  |  | 0.1675603217158180 | 0.75 | 0.75 | 0.7 | 0.125 |  | 0.25 | 24/7 | 24.0 | 186 | 168 | 186 | 180 | 186 | 180 | 186 | 186 | 180 | 186 | 180 | 186 | 23.25 | 21 | 23.25 | 22.5 | 23.25 | 22.5 | 23.25 | 23.25 | 22.5 | 23.25 | 22.5 | 23.25 | 2190 | 273.75 | 0.027409
187 | Ventilation | Range Hood | RH-1 | Uniform |  |  | 1 |  | 120.0 | 0.8 | 0.128686327077748 | 0.75 | 0.75 | 0.67 | 0.06432 |  | 0.25 | 24/7 | 24.0 | 186 | 168 | 186 | 180 | 186 | 180 | 186 | 186 | 180 | 186 | 180 | 186 | 11.9635 | 10.8058 | 11.9635 | 11.5776 | 11.9635 | 11.5776 | 11.9635 | 11.9635 | 11.5776 | 11.9635 | 11.5776 | 11.9635 | 2190 | 140.8608 | 0.014104
188 | Miscellaneous electricity | Hi Vac Unit | V-2 | Uniform |  | 15.3 |  |  |  |  | 20.509383378016100 | 0.75 | 0.90412 | 0.79925 | 12.6918 |  | 0.25 | 24/7 | 24.0 | 186 | 168 | 186 | 180 | 186 | 180 | 186 | 186 | 180 | 186 | 180 | 186 | 2360.6802 | 2132.2273 | 2360.6802 | 2284.5292 | 2360.6802 | 2284.5292 | 2360.6802 | 2360.6802 | 2284.5292 | 2360.6802 | 2284.5292 | 2360.6802 | 2190 | 27795.1058 | 2.783
189 | Domestic hot water | Domestic hot water tank | DHW Tank | Uniform |  | 8 |  |  |  |  | 10.723860589812300 | 0.75 | 0.89338 | 0.78375 | 6.7161 |  | 0.25 | All Day | 24.0 | 186 | 168 | 186 | 180 | 186 | 180 | 186 | 186 | 180 | 186 | 180 | 186 | 1249.1955 | 1128.3056 | 1249.1955 | 1208.8988 | 1249.1955 | 1208.8988 | 1249.1955 | 1249.1955 | 1208.8988 | 1249.1955 | 1208.8988 | 1249.1955 | 2190 | 14708.2692 | 2.424
190 | Miscellaneous electricity | Refridgerator |  | Uniform |  | 0.2 |  |  |  |  | 0.2680965147453080 | 0.75 | 0.75 | 0.7 | 0.2 |  | 0.25 | All Day | 24.0 | 186 | 168 | 186 | 180 | 186 | 180 | 186 | 186 | 180 | 186 | 180 | 186 | 37.2 | 33.6 | 37.2 | 36 | 37.2 | 36 | 37.2 | 37.2 | 36 | 37.2 | 36 | 37.2 | 2190 | 438 | 0.14471
191 | Miscellaneous electricity | Small Freezer |  | Uniform |  | 0.5 |  |  |  |  | 0.6702412868632710 | 0.75 | 0.75 | 0.7 | 0.5 |  | 0.25 | All Day | 24.0 | 186 | 168 | 186 | 180 | 186 | 180 | 186 | 186 | 180 | 186 | 180 | 186 | 93 | 84 | 93 | 90 | 93 | 90 | 93 | 93 | 90 | 93 | 90 | 93 | 2190 | 1095 | 0.36177
192 | Miscellaneous electricity | 2 x Open Freezers |  | Uniform |  | 1 |  |  |  |  | 1.3404825737265400 | 0.75 | 0.75 | 0.65475 | 2 |  | 0.25 | All Day | 24.0 | 186 | 168 | 186 | 180 | 186 | 180 | 186 | 186 | 180 | 186 | 180 | 186 | 372 | 336 | 372 | 360 | 372 | 360 | 372 | 372 | 360 | 372 | 360 | 372 | 2190 | 4380 | 1.4471
193 | Plug load | Driers (3x) |  | Uniform |  |  | 1 |  | 120.0 | 18 | 2.89544235924933 | 0.75 | 0.75 | 0.745 | 1.6092 |  | 0.5 | Laundry Room | 12.0 | 186 | 168 | 186 | 180 | 186 | 180 | 186 | 186 | 180 | 186 | 180 | 186 | 299.3112 | 270.3456 | 299.3112 | 289.656 | 299.3112 | 289.656 | 299.3112 | 299.3112 | 289.656 | 299.3112 | 289.656 | 299.3112 | 2190 | 3524.148 | 4.5422
194 | Plug load | Laundry machines (3x) |  | Uniform |  |  | 1 |  | 120.0 | 9 | 1.447721179624670 | 0.75 | 0.75 | 0.765 | 0.8262 |  | 0.5 | Laundry Room | 12.0 | 186 | 168 | 186 | 180 | 186 | 180 | 186 | 186 | 180 | 186 | 180 | 186 | 153.6732 | 138.8016 | 153.6732 | 148.716 | 153.6732 | 148.716 | 153.6732 | 153.6732 | 148.716 | 153.6732 | 148.716 | 153.6732 | 2190 | 1809.378 | 2.3321
195 | Plug load | Driers (3x) |  | Uniform |  |  | 1 |  | 120.0 | 18 | 2.89544235924933 | 0.75 | 0.75 | 0.745 | 1.6092 |  | 0.5 | Laundry Room | 12.0 | 186 | 168 | 186 | 180 | 186 | 180 | 186 | 186 | 180 | 186 | 180 | 186 | 299.3112 | 270.3456 | 299.3112 | 289.656 | 299.3112 | 289.656 | 299.3112 | 299.3112 | 289.656 | 299.3112 | 289.656 | 299.3112 | 2190 | 3524.148 | 4.5422
196 | Plug load | Laundry machines (3x) |  | Uniform |  |  | 1 |  | 120.0 | 9 | 1.447721179624670 | 0.75 | 0.75 | 0.765 | 0.8262 |  | 0.5 | Laundry Room | 12.0 | 186 | 168 | 186 | 180 | 186 | 180 | 186 | 186 | 180 | 186 | 180 | 186 | 153.6732 | 138.8016 | 153.6732 | 148.716 | 153.6732 | 148.716 | 153.6732 | 153.6732 | 148.716 | 153.6732 | 148.716 | 153.6732 | 2190 | 1809.378 | 2.3321
197 | Ventilation | General Exhaust | EF-1 | Uniform | 4.0 | [5 empty] | 4.0 | 0.75 | 0.86 | 0.71525 | 2.6023 |  | 1 | Occupied | 12.0 | 372 | 336 | 372 | 360 | 372 | 360 | 372 | 372 | 360 | 372 | 360 | 372 | 968.0651 | 874.3814 | 968.0651 | 936.8372 | 968.0651 | 936.8372 | 968.0651 | 968.0651 | 936.8372 | 968.0651 | 936.8372 | 968.0651 | 4380 | 11398.186 | 1.3636
198 | Ventilation | Washroom Exhaust | EF-2 | Uniform | 1.4 | [5 empty] | 1.4 | 0.75 | 0.75 | 0.65475 | 1.0444 |  | 1 | Occupied | 12.0 | 372 | 336 | 372 | 360 | 372 | 360 | 372 | 372 | 360 | 372 | 360 | 372 | 388.5168 | 350.9184 | 388.5168 | 375.984 | 388.5168 | 375.984 | 388.5168 | 388.5168 | 375.984 | 388.5168 | 375.984 | 388.5168 | 4380 | 4574.472 | 0.54725
199 | Ventilation | Carl Jrs Exhaust Fan | EF-1 | Uniform | 0.03333333333333330 | [5 empty] | 0.03333333333333330 | 0.75 | 0.75 | 0.7 | 0.024867 |  | 1 | Occupied | 12.0 | 372 | 336 | 372 | 360 | 372 | 360 | 372 | 372 | 360 | 372 | 360 | 372 | 9.2504 | 8.3552 | 9.2504 | 8.952 | 9.2504 | 8.952 | 9.2504 | 9.2504 | 8.952 | 9.2504 | 8.952 | 9.2504 | 4380 | 108.916 | 0.01303
200 | Ventilation | SS-AHU-3 | Supply Fan | Uniform |  | 3.2 |  |  |  |  | 4.289544235924930 | 0.75 | 0.86 | 0.71525 | 2.7907 |  | 1 | SS-AHU-3 | 12.0 | 372 | 336 | 372 | 360 | 372 | 360 | 372 | 372 | 360 | 372 | 360 | 372 | 1038.1395 | 937.6744 | 1038.1395 | 1004.6512 | 1038.1395 | 1004.6512 | 1038.1395 | 1038.1395 | 1004.6512 | 1038.1395 | 1004.6512 | 1038.1395 | 4380 | 12223.2558 | 3.9707
201 | Ventilation | SS-AHU-3 | Return Fan | Uniform |  | 1.4 |  |  |  |  | 1.876675603217160 | 0.75 | 0.81875 | 0.66925 | 1.2824 |  | 1 | SS-AHU-3 | 12.0 | 372 | 336 | 372 | 360 | 372 | 360 | 372 | 372 | 360 | 372 | 360 | 372 | 477.0687 | 430.9008 | 477.0687 | 461.6794 | 477.0687 | 461.6794 | 477.0687 | 477.0687 | 461.6794 | 477.0687 | 461.6794 | 477.0687 | 4380 | 5617.0992 | 1.8247
202 | Ventilation | Exhaust Fan | EF-1-3 | Uniform | 0.08 | [5 empty] | 0.08 | 0.75 | 0.75 | 0.7 | 0.05968 |  | 0.5 | All Day | 24.0 | 372 | 336 | 372 | 360 | 372 | 360 | 372 | 372 | 360 | 372 | 360 | 372 | 22.201 | 20.0525 | 22.201 | 21.4848 | 22.201 | 21.4848 | 22.201 | 22.201 | 21.4848 | 22.201 | 21.4848 | 22.201 | 4380 | 261.3984 | 0.018847
203 | Fan Coil | Fan Coil Unit | FC-0-06 | Uniform | 0.34 | [5 empty] | 0.34 | 0.75 | 0.75 | 0.7 | 0.25364 |  | 0.8 | AHU-4 | 15.0 | 372 | 336 | 372 | 360 | 372 | 360 | 372 | 372 | 360 | 372 | 360 | 372 | 94.3541 | 85.223 | 94.3541 | 91.3104 | 94.3541 | 91.3104 | 94.3541 | 94.3541 | 91.3104 | 94.3541 | 91.3104 | 94.3541 | 4380 | 1110.9432 | 0.080102
204 | Fan Coil | Fan Coil Unit | FC-1-01 | Uniform | 0.07 | [5 empty] | 0.07 | 0.75 | 0.75 | 0.7 | 0.05222 |  | 0.8 | AHU-4 | 15.0 | 372 | 336 | 372 | 360 | 372 | 360 | 372 | 372 | 360 | 372 | 360 | 372 | 19.4258 | 17.5459 | 19.4258 | 18.7992 | 19.4258 | 18.7992 | 19.4258 | 19.4258 | 18.7992 | 19.4258 | 18.7992 | 19.4258 | 4380 | 228.7236 | 0.016492
205 | Fan Coil | Fan Coil Unit | FC-1-02 | Uniform | 0.08 | [5 empty] | 0.08 | 0.75 | 0.75 | 0.7 | 0.05968 |  | 0.8 | AHU-4 | 15.0 | 372 | 336 | 372 | 360 | 372 | 360 | 372 | 372 | 360 | 372 | 360 | 372 | 22.201 | 20.0525 | 22.201 | 21.4848 | 22.201 | 21.4848 | 22.201 | 22.201 | 21.4848 | 22.201 | 21.4848 | 22.201 | 4380 | 261.3984 | 0.018847
206 | Fan Coil | Fan Coil Unit | 4-FC-0-01 | Uniform | 0.08 | [5 empty] | 0.08 | 0.75 | 0.75 | 0.7 | 0.05968 |  | 0.8 | AHU-4 | 15.0 | 372 | 336 | 372 | 360 | 372 | 360 | 372 | 372 | 360 | 372 | 360 | 372 | 22.201 | 20.0525 | 22.201 | 21.4848 | 22.201 | 21.4848 | 22.201 | 22.201 | 21.4848 | 22.201 | 21.4848 | 22.201 | 4380 | 261.3984 | 0.018847
207 | Fan Coil | Fan Coil Unit | 4-FC-0-02 | Uniform | 0.08 | [5 empty] | 0.08 | 0.75 | 0.75 | 0.7 | 0.05968 |  | 0.8 | AHU-4 | 15.0 | 372 | 336 | 372 | 360 | 372 | 360 | 372 | 372 | 360 | 372 | 360 | 372 | 22.201 | 20.0525 | 22.201 | 21.4848 | 22.201 | 21.4848 | 22.201 | 22.201 | 21.4848 | 22.201 | 21.4848 | 22.201 | 4380 | 261.3984 | 0.018847
208 | Fan Coil | Fan Coil Unit | 4-FC-0-03 | Uniform | 0.03 | [5 empty] | 0.03 | 0.75 | 0.75 | 0.7 | 0.02238 |  | 0.8 | AHU-4 | 15.0 | 372 | 336 | 372 | 360 | 372 | 360 | 372 | 372 | 360 | 372 | 360 | 372 | 8.3254 | 7.5197 | 8.3254 | 8.0568 | 8.3254 | 8.0568 | 8.3254 | 8.3254 | 8.0568 | 8.3254 | 8.0568 | 8.3254 | 4380 | 98.0244 | 0.0070678
209 | Fan Coil | Fan Coil Unit | 4-FC-0-04 | Uniform | 0.08 | [5 empty] | 0.08 | 0.75 | 0.75 | 0.7 | 0.05968 |  | 0.8 | AHU-4 | 15.0 | 372 | 336 | 372 | 360 | 372 | 360 | 372 | 372 | 360 | 372 | 360 | 372 | 22.201 | 20.0525 | 22.201 | 21.4848 | 22.201 | 21.4848 | 22.201 | 22.201 | 21.4848 | 22.201 | 21.4848 | 22.201 | 4380 | 261.3984 | 0.018847
210 | Fan Coil | Fan Coil Unit | 4-FC-0-05 | Uniform | 0.08 | [5 empty] | 0.08 | 0.75 | 0.75 | 0.7 | 0.05968 |  | 0.8 | AHU-4 | 15.0 | 372 | 336 | 372 | 360 | 372 | 360 | 372 | 372 | 360 | 372 | 360 | 372 | 22.201 | 20.0525 | 22.201 | 21.4848 | 22.201 | 21.4848 | 22.201 | 22.201 | 21.4848 | 22.201 | 21.4848 | 22.201 | 4380 | 261.3984 | 0.018847
211 | Fan Coil | Fan Coil Unit | 4-FC-0-06 | Uniform | 0.08 | [5 empty] | 0.08 | 0.75 | 0.75 | 0.7 | 0.05968 |  | 0.8 | AHU-4 | 15.0 | 372 | 336 | 372 | 360 | 372 | 360 | 372 | 372 | 360 | 372 | 360 | 372 | 22.201 | 20.0525 | 22.201 | 21.4848 | 22.201 | 21.4848 | 22.201 | 22.201 | 21.4848 | 22.201 | 21.4848 | 22.201 | 4380 | 261.3984 | 0.018847
212 | Fan Coil | Fan Coil Unit | 4-FC-1-02 | Uniform | 0.07 | [5 empty] | 0.07 | 0.75 | 0.75 | 0.7 | 0.05222 |  | 0.8 | AHU-4 | 15.0 | 372 | 336 | 372 | 360 | 372 | 360 | 372 | 372 | 360 | 372 | 360 | 372 | 19.4258 | 17.5459 | 19.4258 | 18.7992 | 19.4258 | 18.7992 | 19.4258 | 19.4258 | 18.7992 | 19.4258 | 18.7992 | 19.4258 | 4380 | 228.7236 | 0.016492
213 | Fan Coil | Fan Coil Unit | 4-FC-1-06 | Uniform | 0.34 | [5 empty] | 0.34 | 0.75 | 0.75 | 0.7 | 0.25364 |  | 0.8 | AHU-4 | 15.0 | 372 | 336 | 372 | 360 | 372 | 360 | 372 | 372 | 360 | 372 | 360 | 372 | 94.3541 | 85.223 | 94.3541 | 91.3104 | 94.3541 | 91.3104 | 94.3541 | 94.3541 | 91.3104 | 94.3541 | 91.3104 | 94.3541 | 4380 | 1110.9432 | 0.080102
214 | Fan Coil | Fan Coil Unit | 4-FC-1-07 | Uniform | 0.34 | [5 empty] | 0.34 | 0.75 | 0.75 | 0.7 | 0.25364 |  | 0.8 | AHU-4 | 15.0 | 372 | 336 | 372 | 360 | 372 | 360 | 372 | 372 | 360 | 372 | 360 | 372 | 94.3541 | 85.223 | 94.3541 | 91.3104 | 94.3541 | 91.3104 | 94.3541 | 94.3541 | 91.3104 | 94.3541 | 91.3104 | 94.3541 | 4380 | 1110.9432 | 0.080102
215 | Fan Coil | Fan Coil Unit | 4-FC-1-08 | Uniform | 0.34 | [5 empty] | 0.34 | 0.75 | 0.75 | 0.7 | 0.25364 |  | 0.8 | AHU-4 | 15.0 | 372 | 336 | 372 | 360 | 372 | 360 | 372 | 372 | 360 | 372 | 360 | 372 | 94.3541 | 85.223 | 94.3541 | 91.3104 | 94.3541 | 91.3104 | 94.3541 | 94.3541 | 91.3104 | 94.3541 | 91.3104 | 94.3541 | 4380 | 1110.9432 | 0.080102
216 | Fan Coil | Fan Coil Unit | 4-FC-1-09 | Uniform | 0.03 | [5 empty] | 0.03 | 0.75 | 0.75 | 0.7 | 0.02238 |  | 0.8 | AHU-4 | 15.0 | 372 | 336 | 372 | 360 | 372 | 360 | 372 | 372 | 360 | 372 | 360 | 372 | 8.3254 | 7.5197 | 8.3254 | 8.0568 | 8.3254 | 8.0568 | 8.3254 | 8.3254 | 8.0568 | 8.3254 | 8.0568 | 8.3254 | 4380 | 98.0244 | 0.0070678
217 | Fan Coil | Fan Coil Unit | 4-FC-1-10 | Uniform | 0.03 | [5 empty] | 0.03 | 0.75 | 0.75 | 0.7 | 0.02238 |  | 0.8 | AHU-4 | 15.0 | 372 | 336 | 372 | 360 | 372 | 360 | 372 | 372 | 360 | 372 | 360 | 372 | 8.3254 | 7.5197 | 8.3254 | 8.0568 | 8.3254 | 8.0568 | 8.3254 | 8.3254 | 8.0568 | 8.3254 | 8.0568 | 8.3254 | 4380 | 98.0244 | 0.0070678
218 | Fan Coil | Fan Coil Unit | 4-FC-1-11 | Uniform | 0.34 | [5 empty] | 0.34 | 0.75 | 0.75 | 0.7 | 0.25364 |  | 0.8 | AHU-4 | 15.0 | 372 | 336 | 372 | 360 | 372 | 360 | 372 | 372 | 360 | 372 | 360 | 372 | 94.3541 | 85.223 | 94.3541 | 91.3104 | 94.3541 | 91.3104 | 94.3541 | 94.3541 | 91.3104 | 94.3541 | 91.3104 | 94.3541 | 4380 | 1110.9432 | 0.080102
219 | Fan Coil | Fan Coil Unit | 4-FC-1-12 | Uniform | 0.34 | [5 empty] | 0.34 | 0.75 | 0.75 | 0.7 | 0.25364 |  | 0.8 | AHU-4 | 15.0 | 372 | 336 | 372 | 360 | 372 | 360 | 372 | 372 | 360 | 372 | 360 | 372 | 94.3541 | 85.223 | 94.3541 | 91.3104 | 94.3541 | 91.3104 | 94.3541 | 94.3541 | 91.3104 | 94.3541 | 91.3104 | 94.3541 | 4380 | 1110.9432 | 0.080102
220 | Fan Coil | Fan Coil Unit | 4-FC-1-13 | Uniform | 0.34 | [5 empty] | 0.34 | 0.75 | 0.75 | 0.7 | 0.25364 |  | 0.8 | AHU-4 | 15.0 | 372 | 336 | 372 | 360 | 372 | 360 | 372 | 372 | 360 | 372 | 360 | 372 | 94.3541 | 85.223 | 94.3541 | 91.3104 | 94.3541 | 91.3104 | 94.3541 | 94.3541 | 91.3104 | 94.3541 | 91.3104 | 94.3541 | 4380 | 1110.9432 | 0.080102
221 | Fan Coil | Fan Coil Unit | 4-FC-1-14 | Uniform | 0.03 | [5 empty] | 0.03 | 0.75 | 0.75 | 0.7 | 0.02238 |  | 0.8 | AHU-4 | 15.0 | 372 | 336 | 372 | 360 | 372 | 360 | 372 | 372 | 360 | 372 | 360 | 372 | 8.3254 | 7.5197 | 8.3254 | 8.0568 | 8.3254 | 8.0568 | 8.3254 | 8.3254 | 8.0568 | 8.3254 | 8.0568 | 8.3254 | 4380 | 98.0244 | 0.0070678
222 | Fan Coil | Fan Coil Unit | 4-FC-1-15 | Uniform | 0.03 | [5 empty] | 0.03 | 0.75 | 0.75 | 0.7 | 0.02238 |  | 0.8 | AHU-4 | 15.0 | 372 | 336 | 372 | 360 | 372 | 360 | 372 | 372 | 360 | 372 | 360 | 372 | 8.3254 | 7.5197 | 8.3254 | 8.0568 | 8.3254 | 8.0568 | 8.3254 | 8.3254 | 8.0568 | 8.3254 | 8.0568 | 8.3254 | 4380 | 98.0244 | 0.0070678
223 | Fan Coil | Fan Coil Unit | 4-FC-1-16 | Uniform | 0.34 | [5 empty] | 0.34 | 0.75 | 0.75 | 0.7 | 0.25364 |  | 0.8 | AHU-4 | 15.0 | 372 | 336 | 372 | 360 | 372 | 360 | 372 | 372 | 360 | 372 | 360 | 372 | 94.3541 | 85.223 | 94.3541 | 91.3104 | 94.3541 | 91.3104 | 94.3541 | 94.3541 | 91.3104 | 94.3541 | 91.3104 | 94.3541 | 4380 | 1110.9432 | 0.080102
224 | Fan Coil | Fan Coil Unit | 4-FC-2-05 | Uniform | 0.34 | [5 empty] | 0.34 | 0.75 | 0.75 | 0.7 | 0.25364 |  | 0.8 | AHU-4 | 15.0 | 372 | 336 | 372 | 360 | 372 | 360 | 372 | 372 | 360 | 372 | 360 | 372 | 94.3541 | 85.223 | 94.3541 | 91.3104 | 94.3541 | 91.3104 | 94.3541 | 94.3541 | 91.3104 | 94.3541 | 91.3104 | 94.3541 | 4380 | 1110.9432 | 0.080102
225 | Fan Coil | Fan Coil Unit | 4-FC-3-01 | Uniform | 0.08 | [5 empty] | 0.08 | 0.75 | 0.75 | 0.7 | 0.05968 |  | 0.8 | AHU-4 | 15.0 | 372 | 336 | 372 | 360 | 372 | 360 | 372 | 372 | 360 | 372 | 360 | 372 | 22.201 | 20.0525 | 22.201 | 21.4848 | 22.201 | 21.4848 | 22.201 | 22.201 | 21.4848 | 22.201 | 21.4848 | 22.201 | 4380 | 261.3984 | 0.018847
226 | Fan Coil | Fan Coil Unit | 4-FC-4-04 | Uniform | 0.34 | [5 empty] | 0.34 | 0.75 | 0.75 | 0.7 | 0.25364 |  | 0.8 | AHU-4 | 15.0 | 372 | 336 | 372 | 360 | 372 | 360 | 372 | 372 | 360 | 372 | 360 | 372 | 94.3541 | 85.223 | 94.3541 | 91.3104 | 94.3541 | 91.3104 | 94.3541 | 94.3541 | 91.3104 | 94.3541 | 91.3104 | 94.3541 | 4380 | 1110.9432 | 0.080102
227 | Fan Coil | Fan Coil Unit | 4-FC-4-05 | Uniform | 0.34 | [5 empty] | 0.34 | 0.75 | 0.75 | 0.7 | 0.25364 |  | 0.8 | AHU-4 | 15.0 | 372 | 336 | 372 | 360 | 372 | 360 | 372 | 372 | 360 | 372 | 360 | 372 | 94.3541 | 85.223 | 94.3541 | 91.3104 | 94.3541 | 91.3104 | 94.3541 | 94.3541 | 91.3104 | 94.3541 | 91.3104 | 94.3541 | 4380 | 1110.9432 | 0.080102
228 | Ventilation | Exhaust Fan |  | Uniform |  | 0.24 |  |  |  |  | 0.32171581769437000 | 0.75 | 0.75 | 0.7 | 0.24 |  | 0.5 | All Day | 24.0 | 372 | 336 | 372 | 360 | 372 | 360 | 372 | 372 | 360 | 372 | 360 | 372 | 89.28 | 80.64 | 89.28 | 86.4 | 89.28 | 86.4 | 89.28 | 89.28 | 86.4 | 89.28 | 86.4 | 89.28 | 4380 | 1051.2 | 9.1637
229 | Electric heating | Return fan | RTU-1 | Uniform |  | 6 |  |  |  |  | 8.04289544235925 | 0.75 | 0.8825 | 0.7645 | 5.0992 |  | 0.5 | All Day | 24.0 | 372 | 336 | 372 | 360 | 372 | 360 | 372 | 372 | 360 | 372 | 360 | 372 | 1896.8839 | 1713.3144 | 1896.8839 | 1835.6941 | 1896.8839 | 1835.6941 | 1896.8839 | 1896.8839 | 1835.6941 | 1896.8839 | 1835.6941 | 1896.8839 | 4380 | 22334.2776 | 0.15537
230 | Electric heating | Return fan | RTU-2 | Uniform |  | 6 |  |  |  |  | 8.04289544235925 | 0.75 | 0.8825 | 0.7645 | 5.0992 |  | 0.5 | All Day | 24.0 | 372 | 336 | 372 | 360 | 372 | 360 | 372 | 372 | 360 | 372 | 360 | 372 | 1896.8839 | 1713.3144 | 1896.8839 | 1835.6941 | 1896.8839 | 1835.6941 | 1896.8839 | 1896.8839 | 1835.6941 | 1896.8839 | 1835.6941 | 1896.8839 | 4380 | 22334.2776 | 0.15537
231 | Ventilation | Supply & Return | 6 RTUs | Uniform | 9.0 | [5 empty] | 9.0 | 0.75 | 0.8825 | 0.7645 | 5.7059 |  | 0.5 | All Day | 24.0 | 372 | 336 | 372 | 360 | 372 | 360 | 372 | 372 | 360 | 372 | 360 | 372 | 2122.613 | 1917.1989 | 2122.613 | 2054.1416 | 2122.613 | 2054.1416 | 2122.613 | 2122.613 | 2054.1416 | 2122.613 | 2054.1416 | 2122.613 | 4380 | 24992.0567 | 0.17386
232 | Ventilation | Blower Motor | AHU-1 | Uniform | 0.3333333333 |  |  |  | 230.0 |  | 0.3333333333 | 0.75 | 0.75 | 0.7 | 0.24867 |  | 0.5 | All Day | 24.0 | 372 | 336 | 372 | 360 | 372 | 360 | 372 | 372 | 360 | 372 | 360 | 372 | 92.504 | 83.552 | 92.504 | 89.52 | 92.504 | 89.52 | 92.504 | 92.504 | 89.52 | 92.504 | 89.52 | 92.504 | 4380 | 1089.16 | 0.0075769
233 | Pump | Pump | P2 | Uniform |  | 0.37 |  |  |  |  | 0.4959785522788200 | 0.75 | 0.75 | 0.7 | 0.37 |  | 0.5 | All Day | 24.0 | 372 | 336 | 372 | 360 | 372 | 360 | 372 | 372 | 360 | 372 | 360 | 372 | 137.64 | 124.32 | 137.64 | 133.2 | 137.64 | 133.2 | 137.64 | 137.64 | 133.2 | 137.64 | 133.2 | 137.64 | 4380 | 1620.6 | 1.4608
234 | Ventilation | Exhaust Fan | EF-1 | Uniform |  | 0.102 |  |  |  |  | 0.13672922252010700 | 0.75 | 0.75 | 0.7 | 0.102 |  | 1 | RTUs | 12.0 | 372 | 336 | 372 | 360 | 372 | 360 | 372 | 372 | 360 | 372 | 360 | 372 | 37.944 | 34.272 | 37.944 | 36.72 | 37.944 | 36.72 | 37.944 | 37.944 | 36.72 | 37.944 | 36.72 | 37.944 | 4380 | 446.76 | 1.4892
235 | Ventilation | Exhaust Fan | EF-2 | Uniform |  | 0.06 |  |  |  |  | 0.08042895442359250 | 0.75 | 0.75 | 0.7 | 0.06 |  | 1 | RTUs | 12.0 | 372 | 336 | 372 | 360 | 372 | 360 | 372 | 372 | 360 | 372 | 360 | 372 | 22.32 | 20.16 | 22.32 | 21.6 | 22.32 | 21.6 | 22.32 | 22.32 | 21.6 | 22.32 | 21.6 | 22.32 | 4380 | 262.8 | 0.87599
236 | Ventilation | Exhaust Fan | EF-3 | Uniform |  | 0.102 |  |  |  |  | 0.13672922252010700 | 0.75 | 0.75 | 0.7 | 0.102 |  | 1 | RTUs | 12.0 | 372 | 336 | 372 | 360 | 372 | 360 | 372 | 372 | 360 | 372 | 360 | 372 | 37.944 | 34.272 | 37.944 | 36.72 | 37.944 | 36.72 | 37.944 | 37.944 | 36.72 | 37.944 | 36.72 | 37.944 | 4380 | 446.76 | 1.4892
237 | Ventilation | Exhaust Fan | EF-4 | Uniform |  | 0.168 |  |  |  |  | 0.225201072386059 | 0.75 | 0.75 | 0.7 | 0.168 |  | 1 | RTUs | 12.0 | 372 | 336 | 372 | 360 | 372 | 360 | 372 | 372 | 360 | 372 | 360 | 372 | 62.496 | 56.448 | 62.496 | 60.48 | 62.496 | 60.48 | 62.496 | 62.496 | 60.48 | 62.496 | 60.48 | 62.496 | 4380 | 735.84 | 2.4528
238 | Ventilation | HSC-AHU-1 | Supply Fan | Uniform |  | 9.3 |  |  |  |  | 12.466487935656800 | 0.75 | 0.89338 | 0.78375 | 7.8075 | 0.8 | 0.5 | HSC-AHU-1 | 24.0 | 372 | 336 | 372 | 360 | 372 | 360 | 372 | 372 | 360 | 372 | 360 | 372 | 1858.8029 | 1678.9187 | 1858.8029 | 1798.8415 | 1858.8029 | 1798.8415 | 1858.8029 | 1858.8029 | 1798.8415 | 1858.8029 | 1798.8415 | 1858.8029 | 4380 | 21885.9046 | 16.1242
239 | Ventilation | HSC-AHU-5 | Supply Fan | Uniform |  | 9.3 |  |  |  |  | 12.466487935656800 | 0.75 | 0.89338 | 0.78375 | 7.8075 | 0.1 | 0.5 | HSC-AHU-5 | 24.0 | 372 | 336 | 372 | 360 | 372 | 360 | 372 | 372 | 360 | 372 | 360 | 372 | 29.0438 | 26.2331 | 29.0438 | 28.1069 | 29.0438 | 28.1069 | 29.0438 | 29.0438 | 28.1069 | 29.0438 | 28.1069 | 29.0438 | 4380 | 341.9673 | 0.25194
240 | Ventilation | HSC-AHU-6 | Supply Fan | Uniform |  | 12.4 |  |  |  |  | 16.621983914209100 | 0.75 | 0.90012 | 0.7965 | 10.3319 | 0.4 | 0.5 | HSC-AHU-6 | 24.0 | 372 | 336 | 372 | 360 | 372 | 360 | 372 | 372 | 360 | 372 | 360 | 372 | 614.9546 | 555.4429 | 614.9546 | 595.1173 | 614.9546 | 595.1173 | 614.9546 | 614.9546 | 595.1173 | 614.9546 | 595.1173 | 614.9546 | 4380 | 7240.5944 | 5.3344
241 | Ventilation | HSC-AHU-1 | Return Fan | Uniform |  | 9.3 |  |  |  |  | 12.466487935656800 | 0.75 | 0.89338 | 0.78375 | 7.8075 | 0.8 | 0.5 | HSC-AHU-1 | 24.0 | 372 | 336 | 372 | 360 | 372 | 360 | 372 | 372 | 360 | 372 | 360 | 372 | 1858.8029 | 1678.9187 | 1858.8029 | 1798.8415 | 1858.8029 | 1798.8415 | 1858.8029 | 1858.8029 | 1798.8415 | 1858.8029 | 1798.8415 | 1858.8029 | 4380 | 21885.9046 | 16.1242
242 | Ventilation | HSC-AHU-5 | Return Fan | Uniform |  | 6.3 |  |  |  |  | 8.445040214477210 | 0.75 | 0.8825 | 0.7645 | 5.3541 | 0.1 | 0.5 | HSC-AHU-5 | 24.0 | 372 | 336 | 372 | 360 | 372 | 360 | 372 | 372 | 360 | 372 | 360 | 372 | 19.9173 | 17.9898 | 19.9173 | 19.2748 | 19.9173 | 19.2748 | 19.9173 | 19.9173 | 19.2748 | 19.9173 | 19.2748 | 19.9173 | 4380 | 234.5099 | 0.17277
243 | Ventilation | HSC-AHU-6 | Return Fan | Uniform |  | 9.3 |  |  |  |  | 12.466487935656800 | 0.75 | 0.89338 | 0.78375 | 7.8075 | 0.4 | 0.5 | HSC-AHU-6 | 24.0 | 372 | 336 | 372 | 360 | 372 | 360 | 372 | 372 | 360 | 372 | 360 | 372 | 464.7007 | 419.7297 | 464.7007 | 449.7104 | 464.7007 | 449.7104 | 464.7007 | 464.7007 | 449.7104 | 464.7007 | 449.7104 | 464.7007 | 4380 | 5471.4761 | 4.031
244 | Ventilation | HSC-AHU-3 | Supply Fan | Uniform |  | 12.4 |  |  |  |  | 16.621983914209100 | 0.75 | 0.90012 | 0.7965 | 10.3319 | 0.68 | 0.5 | HSC-AHU-3 | 24.0 | 372 | 336 | 372 | 360 | 372 | 360 | 372 | 372 | 360 | 372 | 360 | 372 | 1777.2188 | 1605.2299 | 1777.2188 | 1719.8891 | 1777.2188 | 1719.8891 | 1777.2188 | 1777.2188 | 1719.8891 | 1777.2188 | 1719.8891 | 1777.2188 | 4380 | 20925.3177 | 15.4165
245 | Ventilation | HSC-AHU-7 | Supply Fan | Uniform |  | 12.4 |  |  |  |  | 16.621983914209100 | 0.75 | 0.90012 | 0.7965 | 10.3319 | 0.57 | 0.5 | HSC-AHU-7 | 24.0 | 372 | 336 | 372 | 360 | 372 | 360 | 372 | 372 | 360 | 372 | 360 | 372 | 1248.7422 | 1127.8961 | 1248.7422 | 1208.4602 | 1248.7422 | 1208.4602 | 1248.7422 | 1248.7422 | 1208.4602 | 1248.7422 | 1208.4602 | 1248.7422 | 4380 | 14702.9319 | 10.8322
246 | Ventilation | Exhaust Fan | EF-9 | Uniform |  | 0.13 |  |  |  |  | 0.1742627345844500 | 0.75 | 0.75 | 0.7 | 0.13 |  | 0.5 | 24/7 | 24.0 | 372 | 336 | 372 | 360 | 372 | 360 | 372 | 372 | 360 | 372 | 360 | 372 | 48.36 | 43.68 | 48.36 | 46.8 | 48.36 | 46.8 | 48.36 | 48.36 | 46.8 | 48.36 | 46.8 | 48.36 | 4380 | 569.4 | 0.057011
247 | Ventilation | Exhaust Fan | EF-28 | Uniform |  | 0.125 |  |  |  |  | 0.1675603217158180 | 0.75 | 0.75 | 0.7 | 0.125 |  | 0.5 | 24/7 | 24.0 | 372 | 336 | 372 | 360 | 372 | 360 | 372 | 372 | 360 | 372 | 360 | 372 | 46.5 | 42 | 46.5 | 45 | 46.5 | 45 | 46.5 | 46.5 | 45 | 46.5 | 45 | 46.5 | 4380 | 547.5 | 0.054819
248 | Ventilation | Exhaust Fan | EF-30 | Uniform |  | 0.243 |  |  |  |  | 0.3257372654155500 | 0.75 | 0.75 | 0.7 | 0.243 |  | 0.5 | 24/7 | 24.0 | 372 | 336 | 372 | 360 | 372 | 360 | 372 | 372 | 360 | 372 | 360 | 372 | 90.396 | 81.648 | 90.396 | 87.48 | 90.396 | 87.48 | 90.396 | 90.396 | 87.48 | 90.396 | 87.48 | 90.396 | 4380 | 1064.34 | 0.10657
249 | Ventilation | Exhaust Fan | EF-32 | Uniform |  | 0.125 |  |  |  |  | 0.1675603217158180 | 0.75 | 0.75 | 0.7 | 0.125 |  | 0.5 | 24/7 | 24.0 | 372 | 336 | 372 | 360 | 372 | 360 | 372 | 372 | 360 | 372 | 360 | 372 | 46.5 | 42 | 46.5 | 45 | 46.5 | 45 | 46.5 | 46.5 | 45 | 46.5 | 45 | 46.5 | 4380 | 547.5 | 0.054819
250 | Ventilation | Exhaust Fan | EF-33 | Uniform |  | 0.125 |  |  |  |  | 0.1675603217158180 | 0.75 | 0.75 | 0.7 | 0.125 |  | 0.5 | 24/7 | 24.0 | 372 | 336 | 372 | 360 | 372 | 360 | 372 | 372 | 360 | 372 | 360 | 372 | 46.5 | 42 | 46.5 | 45 | 46.5 | 45 | 46.5 | 46.5 | 45 | 46.5 | 45 | 46.5 | 4380 | 547.5 | 0.054819
251 | Ventilation | ASC-MUA-3 | Supply Fan | Uniform |  | 3.2 |  |  |  |  | 4.289544235924930 | 0.75 | 0.86 | 0.71525 | 2.7907 |  | 0.5 | ASC-MUA-3 | 24.0 | 372 | 336 | 372 | 360 | 372 | 360 | 372 | 372 | 360 | 372 | 360 | 372 | 1038.1395 | 937.6744 | 1038.1395 | 1004.6512 | 1038.1395 | 1004.6512 | 1038.1395 | 1038.1395 | 1004.6512 | 1038.1395 | 1004.6512 | 1038.1395 | 4380 | 12223.2558 | 2.3773
252 | Ventilation | EF for Dryers |  | Uniform |  | 0.0845 |  |  |  |  | 0.11327077747989300 | 0.75 | 0.75 | 0.7 | 0.0845 |  | 1 | All Day | 12.0 | 372 | 336 | 372 | 360 | 372 | 360 | 372 | 372 | 360 | 372 | 360 | 372 | 31.434 | 28.392 | 31.434 | 30.42 | 31.434 | 30.42 | 31.434 | 31.434 | 30.42 | 31.434 | 30.42 | 31.434 | 4380 | 370.11 | 0.062393
253 | Ventilation | Amenity Exhaust | EF4 | Uniform |  | 0.05 |  |  |  |  | 0.06702412868632710 | 0.75 | 0.75 | 0.7 | 0.05 |  | 1 | Occupied (Example) | 12.0 | 372 | 336 | 372 | 360 | 372 | 360 | 372 | 372 | 360 | 372 | 360 | 372 | 18.6 | 16.8 | 18.6 | 18 | 18.6 | 18 | 18.6 | 18.6 | 18 | 18.6 | 18 | 18.6 | 4380 | 219 | 0.64876
254 | Ventilation | Maintenance Room | EF8 | Uniform |  | 0.05 |  |  |  |  | 0.06702412868632710 | 0.75 | 0.75 | 0.7 | 0.05 |  | 1 | Occupied (Example) | 12.0 | 372 | 336 | 372 | 360 | 372 | 360 | 372 | 372 | 360 | 372 | 360 | 372 | 18.6 | 16.8 | 18.6 | 18 | 18.6 | 18 | 18.6 | 18.6 | 18 | 18.6 | 18 | 18.6 | 4380 | 219 | 0.64876
255 | Pump | DHW Circ Pump |  | Uniform |  |  | 1 |  | 115.0 | 0.81 | 0.12486595174262700 | 0.75 | 0.75 | 0.67 | 0.062411 |  | 0.5 | All Day | 24.0 | 372 | 336 | 372 | 360 | 372 | 360 | 372 | 372 | 360 | 372 | 360 | 372 | 23.2167 | 20.9699 | 23.2167 | 22.4678 | 23.2167 | 22.4678 | 23.2167 | 23.2167 | 22.4678 | 23.2167 | 22.4678 | 23.2167 | 4380 | 273.358 | 0.79306
256 | Pump | DHW Circ Pump |  | Uniform |  |  | 1 |  | 115.0 | 1.8 | 0.27747989276139400 | 0.75 | 0.75 | 0.67 | 0.13869 |  | 0.5 | All Day | 24.0 | 372 | 336 | 372 | 360 | 372 | 360 | 372 | 372 | 360 | 372 | 360 | 372 | 51.5927 | 46.5998 | 51.5927 | 49.9284 | 51.5927 | 49.9284 | 51.5927 | 51.5927 | 49.9284 | 51.5927 | 49.9284 | 51.5927 | 4380 | 607.4622 | 1.7624
257 | Pump | DHW Circ Pump |  | Uniform |  |  | 1 |  | 115.0 | 16 | 2.4664879356568400 | 0.75 | 0.75 | 0.745 | 1.3708 |  | 0.5 | All Day | 24.0 | 372 | 336 | 372 | 360 | 372 | 360 | 372 | 372 | 360 | 372 | 360 | 372 | 509.9376 | 460.5888 | 509.9376 | 493.488 | 509.9376 | 493.488 | 509.9376 | 509.9376 | 493.488 | 509.9376 | 493.488 | 509.9376 | 4380 | 6004.104 | 17.419
258 | Pump | Pump | P-18 | Uniform | 1.3 | [5 empty] | 1.3 | 0.75 | 0.75 | 0.65475 | 0.9698 |  | 0.5 | All Day | 24.0 | 372 | 336 | 372 | 360 | 372 | 360 | 372 | 372 | 360 | 372 | 360 | 372 | 360.7656 | 325.8528 | 360.7656 | 349.128 | 360.7656 | 349.128 | 360.7656 | 360.7656 | 349.128 | 360.7656 | 349.128 | 360.7656 | 4380 | 4247.724 | 0.080417
259 | Ventilation | Tenant RTUs |  | Uniform | 150.0 | [5 empty] | 150.0 | 0.75 | 0.9435 | 0.82175 | 88.9507 |  | 1 | Occupied (Example) | 12.0 | 372 | 336 | 372 | 360 | 372 | 360 | 372 | 372 | 360 | 372 | 360 | 372 | 33089.6661 | 29887.4404 | 33089.6661 | 32022.2576 | 33089.6661 | 32022.2576 | 33089.6661 | 33089.6661 | 32022.2576 | 33089.6661 | 32022.2576 | 33089.6661 | 4380 | 389604.1335 | 30.8724
260 | AC system | Sanyo C0911 |  | Uniform |  |  | 1 | 8 | 230.0 |  | 2.4664879356568400 | 0.75 | 0.75 | 0.745 | 1.0281 |  | 0.5 | All Day | 24.0 | 372 | 336 | 372 | 360 | 372 | 360 | 372 | 372 | 360 | 372 | 360 | 372 | 382.4532 | 345.4416 | 382.4532 | 370.116 | 382.4532 | 370.116 | 382.4532 | 382.4532 | 370.116 | 382.4532 | 370.116 | 382.4532 | 4380 | 4503.078 | 1.4877
261 | AC system | Sanyo SAP 243C |  | Uniform |  |  | 1 | 12.6 | 230.0 |  | 3.8847184986595200 | 0.75 | 0.75 | 0.845 | 1.8366 |  | 0.5 | All Day | 24.0 | 372 | 336 | 372 | 360 | 372 | 360 | 372 | 372 | 360 | 372 | 360 | 372 | 683.218 | 617.1001 | 683.218 | 661.1787 | 683.218 | 661.1787 | 683.218 | 683.218 | 661.1787 | 683.218 | 661.1787 | 683.218 | 4380 | 8044.3408 | 2.6577
262 | Pump | Hot Water Circ Pump | P-1A | Uniform |  | 0.5 |  |  |  |  | 0.6702412868632710 | 0.75 | 0.75 | 0.7 | 0.5 |  | 0.5 | All Day | 24.0 | 372 | 336 | 372 | 360 | 372 | 360 | 372 | 372 | 360 | 372 | 360 | 372 | 186 | 168 | 186 | 180 | 186 | 180 | 186 | 186 | 180 | 186 | 180 | 186 | 4380 | 2190 | 2.7193
263 | Pump | Hot Water Circ Pump | P-1B | Uniform |  | 0.5 |  |  |  |  | 0.6702412868632710 | 0.75 | 0.75 | 0.7 | 0.5 |  | 0.5 | All Day | 24.0 | 372 | 336 | 372 | 360 | 372 | 360 | 372 | 372 | 360 | 372 | 360 | 372 | 186 | 168 | 186 | 180 | 186 | 180 | 186 | 186 | 180 | 186 | 180 | 186 | 4380 | 2190 | 2.7193
264 | Ventilation | Supply Fan | RTU-203 | Uniform | 0.4 | [5 empty] | 0.4 | 0.75 | 0.75 | 0.7 | 0.2984 |  | 1 | Office | 12.0 | 372 | 336 | 372 | 360 | 372 | 360 | 372 | 372 | 360 | 372 | 360 | 372 | 111.0048 | 100.2624 | 111.0048 | 107.424 | 111.0048 | 107.424 | 111.0048 | 111.0048 | 107.424 | 111.0048 | 107.424 | 111.0048 | 4380 | 1306.992 | 0.6135
265 | Domestic hot water | DHWT-1 |  | Uniform |  | 3 |  |  |  |  | 4.021447721179630 | 0.75 | 0.86 | 0.71525 | 2.6163 |  | 0.5 | All Day | 24.0 | 372 | 336 | 372 | 360 | 372 | 360 | 372 | 372 | 360 | 372 | 360 | 372 | 973.2558 | 879.0698 | 973.2558 | 941.8605 | 973.2558 | 941.8605 | 973.2558 | 973.2558 | 941.8605 | 973.2558 | 941.8605 | 973.2558 | 4380 | 11459.3023 | 2.6833
266 | AC system | Compressor | CRCU-1 | Server Room |  |  | 3 | 7 | 208 |  | 3.380517393860970 | 0.75 | 0.86 | 0.71525 | 1.3528 |  | 0.5 | 24h 7d | 24.0 | 372 | 336 | 372 | 360 | 372 | 360 | 372 | 372 | 360 | 372 | 360 | 372 | 503.2503 | 454.5487 | 503.2503 | 487.0165 | 503.2503 | 487.0165 | 503.2503 | 503.2503 | 487.0165 | 503.2503 | 487.0165 | 503.2503 | 4380 | 5925.3668 | 0.70293
267 | AC system | Compressor | CRCU-2 | Server Room |  |  | 3 | 7 | 208 |  | 3.380517393860970 | 0.75 | 0.86 | 0.71525 | 1.3528 |  | 0.5 | 24h 7d | 24.0 | 372 | 336 | 372 | 360 | 372 | 360 | 372 | 372 | 360 | 372 | 360 | 372 | 503.2503 | 454.5487 | 503.2503 | 487.0165 | 503.2503 | 487.0165 | 503.2503 | 503.2503 | 487.0165 | 503.2503 | 487.0165 | 503.2503 | 4380 | 5925.3668 | 0.70293
268 | AC system | Compressor | CRCU-3 | Server Room |  |  | 3 | 7 | 208 |  | 3.380517393860970 | 0.75 | 0.86 | 0.71525 | 1.3528 |  | 0.5 | 24h 7d | 24.0 | 372 | 336 | 372 | 360 | 372 | 360 | 372 | 372 | 360 | 372 | 360 | 372 | 503.2503 | 454.5487 | 503.2503 | 487.0165 | 503.2503 | 487.0165 | 503.2503 | 503.2503 | 487.0165 | 503.2503 | 487.0165 | 503.2503 | 4380 | 5925.3668 | 0.70293
269 | AC system | Compressor | CU-1 | Uniform |  |  | 3 | 7.9 | 575 |  | 10.546703476382900 | 0.75 | 0.89338 | 0.78375 | 4.6248 |  | 0.5 | 24h 7d | 24.0 | 372 | 336 | 372 | 360 | 372 | 360 | 372 | 372 | 360 | 372 | 360 | 372 | 1720.4312 | 1553.9379 | 1720.4312 | 1664.9335 | 1720.4312 | 1664.9335 | 1720.4312 | 1720.4312 | 1664.9335 | 1720.4312 | 1664.9335 | 1720.4312 | 4380 | 20256.6904 | 2.4031
270 | Ventilation | Exhaust Fan | EF-5 | Uniform |  | 0.4 |  |  |  |  | 0.5361930294906170 | 0.75 | 0.75 | 0.7 | 0.4 |  | 0.5 | All Day | 24.0 | 372 | 336 | 372 | 360 | 372 | 360 | 372 | 372 | 360 | 372 | 360 | 372 | 148.8 | 134.4 | 148.8 | 144 | 148.8 | 144 | 148.8 | 148.8 | 144 | 148.8 | 144 | 148.8 | 4380 | 1752 | 0.37288
271 | Ventilation | General Exhaust | EF-1 | Uniform | 4.0 | [5 empty] | 4.0 | 0.75 | 0.86 | 0.71525 | 2.6023 |  | 1 | Occupied | 12.0 | 372 | 336 | 372 | 360 | 372 | 360 | 372 | 372 | 360 | 372 | 360 | 372 | 968.0651 | 874.3814 | 968.0651 | 936.8372 | 968.0651 | 936.8372 | 968.0651 | 968.0651 | 936.8372 | 968.0651 | 936.8372 | 968.0651 | 4380 | 11398.186 | 1.3636
272 | Ventilation | Washroom Exhaust | EF-2 | Uniform | 1.4 | [5 empty] | 1.4 | 0.75 | 0.75 | 0.65475 | 1.0444 |  | 1 | Occupied | 12.0 | 372 | 336 | 372 | 360 | 372 | 360 | 372 | 372 | 360 | 372 | 360 | 372 | 388.5168 | 350.9184 | 388.5168 | 375.984 | 388.5168 | 375.984 | 388.5168 | 388.5168 | 375.984 | 388.5168 | 375.984 | 388.5168 | 4380 | 4574.472 | 0.54725
273 | Ventilation | Carl Jrs Exhaust Fan | EF-1 | Uniform | 0.03333333333333330 | [5 empty] | 0.03333333333333330 | 0.75 | 0.75 | 0.7 | 0.024867 |  | 1 | Occupied | 12.0 | 372 | 336 | 372 | 360 | 372 | 360 | 372 | 372 | 360 | 372 | 360 | 372 | 9.2504 | 8.3552 | 9.2504 | 8.952 | 9.2504 | 8.952 | 9.2504 | 9.2504 | 8.952 | 9.2504 | 8.952 | 9.2504 | 4380 | 108.916 | 0.01303
274 | AC system | Compressor |  | Uniform |  |  | 1 |  | 115.0 | 7 | 1.0790884718498700 | 0.75 | 0.75 | 0.765 | 0.61582 |  | 0.5 | All Day | 24.0 | 372 | 336 | 372 | 360 | 372 | 360 | 372 | 372 | 360 | 372 | 360 | 372 | 229.0869 | 206.9172 | 229.0869 | 221.697 | 229.0869 | 221.697 | 229.0869 | 229.0869 | 221.697 | 229.0869 | 221.697 | 229.0869 | 4380 | 2697.3135 | 2.0042
275 | AC system | Fan |  | Uniform |  |  | 1 |  | 115.0 | 0.2 | 0.030831099195710500 | 0.75 | 0.75 | 0.67 | 0.01541 |  | 0.5 | All Day | 24.0 | 372 | 336 | 372 | 360 | 372 | 360 | 372 | 372 | 360 | 372 | 360 | 372 | 5.7325 | 5.1778 | 5.7325 | 5.5476 | 5.7325 | 5.5476 | 5.7325 | 5.7325 | 5.5476 | 5.7325 | 5.5476 | 5.7325 | 4380 | 67.4958 | 0.050153
276 | Ventilation | Exhaut Fan |  | Uniform |  | 0.435 |  |  |  |  | 0.5831099195710460 | 0.75 | 0.75 | 0.7 | 0.435 |  | 0.5 | All Day | 24.0 | 372 | 336 | 372 | 360 | 372 | 360 | 372 | 372 | 360 | 372 | 360 | 372 | 161.82 | 146.16 | 161.82 | 156.6 | 161.82 | 156.6 | 161.82 | 161.82 | 156.6 | 161.82 | 156.6 | 161.82 | 4380 | 1905.3 | 4.4385
277 | Ventilation | Exhaut Fan |  | Uniform |  | 0.435 |  |  |  |  | 0.5831099195710460 | 0.75 | 0.75 | 0.7 | 0.435 |  | 0.5 | All Day | 24.0 | 372 | 336 | 372 | 360 | 372 | 360 | 372 | 372 | 360 | 372 | 360 | 372 | 161.82 | 146.16 | 161.82 | 156.6 | 161.82 | 156.6 | 161.82 | 161.82 | 156.6 | 161.82 | 156.6 | 161.82 | 4380 | 1905.3 | 4.4385
278 | Ventilation | Exhaut Fan |  | Uniform |  | 0.435 |  |  |  |  | 0.5831099195710460 | 0.75 | 0.75 | 0.7 | 0.435 |  | 0.5 | All Day | 24.0 | 372 | 336 | 372 | 360 | 372 | 360 | 372 | 372 | 360 | 372 | 360 | 372 | 161.82 | 146.16 | 161.82 | 156.6 | 161.82 | 156.6 | 161.82 | 161.82 | 156.6 | 161.82 | 156.6 | 161.82 | 4380 | 1905.3 | 4.4385
279 | Ventilation | Exhaut Fan |  | Uniform |  | 0.2 |  |  |  |  | 0.2680965147453080 | 0.75 | 0.75 | 0.7 | 0.2 |  | 0.5 | All Day | 24.0 | 372 | 336 | 372 | 360 | 372 | 360 | 372 | 372 | 360 | 372 | 360 | 372 | 74.4 | 67.2 | 74.4 | 72 | 74.4 | 72 | 74.4 | 74.4 | 72 | 74.4 | 72 | 74.4 | 4380 | 876 | 2.0407
280 | Ventilation | Exhaut Fan |  | Uniform |  | 0.2 |  |  |  |  | 0.2680965147453080 | 0.75 | 0.75 | 0.7 | 0.2 |  | 0.5 | All Day | 24.0 | 372 | 336 | 372 | 360 | 372 | 360 | 372 | 372 | 360 | 372 | 360 | 372 | 74.4 | 67.2 | 74.4 | 72 | 74.4 | 72 | 74.4 | 74.4 | 72 | 74.4 | 72 | 74.4 | 4380 | 876 | 2.0407
281 | Ventilation | Exhaut Fan |  | Uniform |  | 0.2 |  |  |  |  | 0.2680965147453080 | 0.75 | 0.75 | 0.7 | 0.2 |  | 0.5 | All Day | 24.0 | 372 | 336 | 372 | 360 | 372 | 360 | 372 | 372 | 360 | 372 | 360 | 372 | 74.4 | 67.2 | 74.4 | 72 | 74.4 | 72 | 74.4 | 74.4 | 72 | 74.4 | 72 | 74.4 | 4380 | 876 | 2.0407
282 | Ventilation | Exhaut Fan |  | Uniform |  | 0.102 |  |  |  |  | 0.13672922252010700 | 0.75 | 0.75 | 0.7 | 0.102 |  | 0.5 | All Day | 24.0 | 372 | 336 | 372 | 360 | 372 | 360 | 372 | 372 | 360 | 372 | 360 | 372 | 37.944 | 34.272 | 37.944 | 36.72 | 37.944 | 36.72 | 37.944 | 37.944 | 36.72 | 37.944 | 36.72 | 37.944 | 4380 | 446.76 | 1.0408
283 | Ventilation | Exhaut Fan |  | Uniform |  | 0.102 |  |  |  |  | 0.13672922252010700 | 0.75 | 0.75 | 0.7 | 0.102 |  | 0.5 | All Day | 24.0 | 372 | 336 | 372 | 360 | 372 | 360 | 372 | 372 | 360 | 372 | 360 | 372 | 37.944 | 34.272 | 37.944 | 36.72 | 37.944 | 36.72 | 37.944 | 37.944 | 36.72 | 37.944 | 36.72 | 37.944 | 4380 | 446.76 | 1.0408
284 | Ventilation | Exhaut Fan |  | Uniform |  | 0.102 |  |  |  |  | 0.13672922252010700 | 0.75 | 0.75 | 0.7 | 0.102 |  | 0.5 | All Day | 24.0 | 372 | 336 | 372 | 360 | 372 | 360 | 372 | 372 | 360 | 372 | 360 | 372 | 37.944 | 34.272 | 37.944 | 36.72 | 37.944 | 36.72 | 37.944 | 37.944 | 36.72 | 37.944 | 36.72 | 37.944 | 4380 | 446.76 | 1.0408
285 | Pump | DHW Circulation Pump |  | Uniform | 0.04 | [5 empty] | 0.04 | 0.75 | 0.75 | 0.7 | 0.02984 |  | 0.5 | All Day | 24.0 | 372 | 336 | 372 | 360 | 372 | 360 | 372 | 372 | 360 | 372 | 360 | 372 | 11.1005 | 10.0262 | 11.1005 | 10.7424 | 11.1005 | 10.7424 | 11.1005 | 11.1005 | 10.7424 | 11.1005 | 10.7424 | 11.1005 | 4380 | 130.6992 | 0.30447
286 | Ventilation | AHU Supply Fan | AHU1 | Uniform |  | 0.171 |  |  |  |  | 0.2292225201 | 0.75 | 0.75 | 0.7 | 0.171 |  | 1 | All Day | 24.0 | 744 | 672 | 744 | 720 | 744 | 720 | 744 | 744 | 720 | 744 | 720 | 744 | 127.224 | 114.912 | 127.224 | 123.12 | 127.224 | 123.12 | 127.224 | 127.224 | 123.12 | 127.224 | 123.12 | 127.224 | 8760 | 1497.96 | 0.991
287 | Ventilation | RTU Supply Fan | RTU7 | Uniform | 0.3333333333 | [5 empty] | 0.3333333333 | 0.75 | 0.75 | 0.7 | 0.24867 |  | 1 | All Day | 24.0 | 744 | 672 | 744 | 720 | 744 | 720 | 744 | 744 | 720 | 744 | 720 | 744 | 185.008 | 167.104 | 185.008 | 179.04 | 185.008 | 179.04 | 185.008 | 185.008 | 179.04 | 185.008 | 179.04 | 185.008 | 8760 | 2178.32 | 1.4411
288 | Ventilation | WC Exhaust Fan | EF9 | Uniform | 0.15 | [5 empty] | 0.15 | 0.75 | 0.75 | 0.7 | 0.1119 |  | 1 | All Day | 24.0 | 744 | 672 | 744 | 720 | 744 | 720 | 744 | 744 | 720 | 744 | 720 | 744 | 83.2536 | 75.1968 | 83.2536 | 80.568 | 83.2536 | 80.568 | 83.2536 | 83.2536 | 80.568 | 83.2536 | 80.568 | 83.2536 | 8760 | 980.244 | 0.64849
289 | Ventilation | WC Exhaust Fan | EF10 | Uniform | 0.15 | [5 empty] | 0.15 | 0.75 | 0.75 | 0.7 | 0.1119 |  | 1 | All Day | 24.0 | 744 | 672 | 744 | 720 | 744 | 720 | 744 | 744 | 720 | 744 | 720 | 744 | 83.2536 | 75.1968 | 83.2536 | 80.568 | 83.2536 | 80.568 | 83.2536 | 83.2536 | 80.568 | 83.2536 | 80.568 | 83.2536 | 8760 | 980.244 | 0.64849
290 | Pump | DHW Power Vent | P-6 | Uniform |  | 0.228 |  |  |  |  | 0.3056300268 | 0.75 | 0.75 | 0.7 | 0.228 |  | 1 | All Day | 24.0 | 744 | 672 | 744 | 720 | 744 | 720 | 744 | 744 | 720 | 744 | 720 | 744 | 169.632 | 153.216 | 169.632 | 164.16 | 169.632 | 164.16 | 169.632 | 169.632 | 164.16 | 169.632 | 164.16 | 169.632 | 8760 | 1997.28 | 1.3213
291 | Ventilation | Exhaust Fan | EF-7 | Uniform |  | 0.25 |  |  |  |  | 0.3351206434316350 | 0.75 | 0.75 | 0.7 | 0.25 |  | 1 | All Day | 24.0 | 744 | 672 | 744 | 720 | 744 | 720 | 744 | 744 | 720 | 744 | 720 | 744 | 186 | 168 | 186 | 180 | 186 | 180 | 186 | 186 | 180 | 186 | 180 | 186 | 8760 | 2190 | 0.20299
292 | Ventilation | Exhaust Fan | EF-3 | Uniform |  | 0.25 |  |  |  |  | 0.3351206434316350 | 0.75 | 0.75 | 0.7 | 0.25 |  | 1 | All Day | 24.0 | 744 | 672 | 744 | 720 | 744 | 720 | 744 | 744 | 720 | 744 | 720 | 744 | 186 | 168 | 186 | 180 | 186 | 180 | 186 | 186 | 180 | 186 | 180 | 186 | 8760 | 2190 | 0.20299
293 | Ventilation | Exhaust Fan | EF-4 | Uniform |  | 0.25 |  |  |  |  | 0.3351206434316350 | 0.75 | 0.75 | 0.7 | 0.25 |  | 1 | All Day | 24.0 | 744 | 672 | 744 | 720 | 744 | 720 | 744 | 744 | 720 | 744 | 720 | 744 | 186 | 168 | 186 | 180 | 186 | 180 | 186 | 186 | 180 | 186 | 180 | 186 | 8760 | 2190 | 0.20299
294 | Ventilation | Supply Fan | RTU | Uniform | 2.5 | [5 empty] | 2.5 | 0.75 | 0.845 | 0.702 | 1.6553 |  | 1 | All Day | 24.0 | 744 | 672 | 744 | 720 | 744 | 720 | 744 | 744 | 720 | 744 | 720 | 744 | 1231.5621 | 1112.3787 | 1231.5621 | 1191.8343 | 1231.5621 | 1191.8343 | 1231.5621 | 1231.5621 | 1191.8343 | 1231.5621 | 1191.8343 | 1231.5621 | 8760 | 14500.6509 | 1.3441
295 | Ventilation | Ceiling Fans |  | Uniform |  | 0.3 |  |  |  |  | 0.4021447721179630 | 0.75 | 0.75 | 0.7 | 0.3 |  | 1 | All Day | 24.0 | 744 | 672 | 744 | 720 | 744 | 720 | 744 | 744 | 720 | 744 | 720 | 744 | 223.2 | 201.6 | 223.2 | 216 | 223.2 | 216 | 223.2 | 223.2 | 216 | 223.2 | 216 | 223.2 | 8760 | 2628 | 0.24359
296 | Ventilation | Exhaust Fan | EF | Uniform |  | 0.1 |  |  |  |  | 0.13404825737265400 | 0.75 | 0.75 | 0.7 | 0.1 |  | 1 | All Day | 24.0 | 744 | 672 | 744 | 720 | 744 | 720 | 744 | 744 | 720 | 744 | 720 | 744 | 74.4 | 67.2 | 74.4 | 72 | 74.4 | 72 | 74.4 | 74.4 | 72 | 74.4 | 72 | 74.4 | 8760 | 876 | 0.081197
297 | Ventilation | Exhaust Fans |  | Uniform | 0.30000000000000000 | [5 empty] | 0.30000000000000000 | 0.75 | 0.75 | 0.7 | 0.2238 |  | 1 | All Day | 24.0 | 744 | 672 | 744 | 720 | 744 | 720 | 744 | 744 | 720 | 744 | 720 | 744 | 166.5072 | 150.3936 | 166.5072 | 161.136 | 166.5072 | 161.136 | 166.5072 | 166.5072 | 161.136 | 166.5072 | 161.136 | 166.5072 | 8760 | 1960.488 | 0.18172
298 | Ventilation | Exhaust Fan | EF-2 | Uniform | 0.016666666666666700 | [5 empty] | 0.016666666666666700 | 0.75 | 0.75 | 0.7 | 0.012433 |  | 1 | All Day | 24.0 | 744 | 672 | 744 | 720 | 744 | 720 | 744 | 744 | 720 | 744 | 720 | 744 | 9.2504 | 8.3552 | 9.2504 | 8.952 | 9.2504 | 8.952 | 9.2504 | 9.2504 | 8.952 | 9.2504 | 8.952 | 9.2504 | 8760 | 108.916 | 0.072338
299 | Ventilation | Exhaust Fan | EF-5 | Uniform | 0.03333333333333330 | [5 empty] | 0.03333333333333330 | 0.75 | 0.75 | 0.7 | 0.024867 |  | 1 | All Day | 24.0 | 744 | 672 | 744 | 720 | 744 | 720 | 744 | 744 | 720 | 744 | 720 | 744 | 18.5008 | 16.7104 | 18.5008 | 17.904 | 18.5008 | 17.904 | 18.5008 | 18.5008 | 17.904 | 18.5008 | 17.904 | 18.5008 | 8760 | 217.832 | 0.14468
300 | Pump | DHW Recirc. Pump | P-6 | Uniform | 0.1079088471849870 | [5 empty] | 0.1079088471849870 | 0.75 | 0.75 | 0.7 | 0.0805 |  | 1 | All Day | 24.0 | 744 | 672 | 744 | 720 | 744 | 720 | 744 | 744 | 720 | 744 | 720 | 744 | 59.892 | 54.096 | 59.892 | 57.96 | 59.892 | 57.96 | 59.892 | 59.892 | 57.96 | 59.892 | 57.96 | 59.892 | 8760 | 705.18 | 0.46835
301 | Ventilation | Exhaust Fan | EF-9 | Uniform | 0.0625 | [5 empty] | 0.0625 | 0.75 | 0.75 | 0.7 | 0.046625 |  | 1 | All Day | 24.0 | 744 | 672 | 744 | 720 | 744 | 720 | 744 | 744 | 720 | 744 | 720 | 744 | 34.689 | 31.332 | 34.689 | 33.57 | 34.689 | 33.57 | 34.689 | 34.689 | 33.57 | 34.689 | 33.57 | 34.689 | 8760 | 408.435 | 0.1184
302 | Ventilation | Exhaust Fan | EF-18 | Uniform | 0.0625 | [5 empty] | 0.0625 | 0.75 | 0.75 | 0.7 | 0.046625 |  | 1 | All Day | 24.0 | 744 | 672 | 744 | 720 | 744 | 720 | 744 | 744 | 720 | 744 | 720 | 744 | 34.689 | 31.332 | 34.689 | 33.57 | 34.689 | 33.57 | 34.689 | 34.689 | 33.57 | 34.689 | 33.57 | 34.689 | 8760 | 408.435 | 0.1184
303 | Ventilation | Exhaust Fan | EF-20 | Uniform | 0.0625 | [5 empty] | 0.0625 | 0.75 | 0.75 | 0.7 | 0.046625 |  | 1 | All Day | 24.0 | 744 | 672 | 744 | 720 | 744 | 720 | 744 | 744 | 720 | 744 | 720 | 744 | 34.689 | 31.332 | 34.689 | 33.57 | 34.689 | 33.57 | 34.689 | 34.689 | 33.57 | 34.689 | 33.57 | 34.689 | 8760 | 408.435 | 0.1184
304 | Ventilation | Exhaust Fan | EF-28 | Uniform | 0.04 | [5 empty] | 0.04 | 0.75 | 0.75 | 0.7 | 0.02984 |  | 1 | All Day | 24.0 | 744 | 672 | 744 | 720 | 744 | 720 | 744 | 744 | 720 | 744 | 720 | 744 | 22.201 | 20.0525 | 22.201 | 21.4848 | 22.201 | 21.4848 | 22.201 | 22.201 | 21.4848 | 22.201 | 21.4848 | 22.201 | 8760 | 261.3984 | 0.075779
305 | Ventilation | Exhaust Fan | EF-50 | Uniform | 0.04 | [5 empty] | 0.04 | 0.75 | 0.75 | 0.7 | 0.02984 |  | 1 | All Day | 24.0 | 744 | 672 | 744 | 720 | 744 | 720 | 744 | 744 | 720 | 744 | 720 | 744 | 22.201 | 20.0525 | 22.201 | 21.4848 | 22.201 | 21.4848 | 22.201 | 22.201 | 21.4848 | 22.201 | 21.4848 | 22.201 | 8760 | 261.3984 | 0.075779
306 | Ventilation | Exhaust Fan | EF-58 | Uniform | 0.0625 | [5 empty] | 0.0625 | 0.75 | 0.75 | 0.7 | 0.046625 |  | 1 | All Day | 24.0 | 744 | 672 | 744 | 720 | 744 | 720 | 744 | 744 | 720 | 744 | 720 | 744 | 34.689 | 31.332 | 34.689 | 33.57 | 34.689 | 33.57 | 34.689 | 34.689 | 33.57 | 34.689 | 33.57 | 34.689 | 8760 | 408.435 | 0.1184
307 | Miscellaneous electricity | Block Heater |  | Uniform |  | 1.5 |  |  |  |  | 2.0107238605898100 | 1 | 1 | 1 | 1.5 |  | 1 | All Day | 24.0 | 744 | 672 | 744 | 720 | 744 | 720 | 744 | 744 | 720 | 744 | 720 | 744 | 1116 | 1008 | 1116 | 1080 | 1116 | 1080 | 1116 | 1116 | 1080 | 1116 | 1080 | 1116 | 8760 | 13140 | 2.2662
308 | Pump | Circulation Pump | P-7 | Uniform | 0.3333333333333330 | [5 empty] | 0.3333333333 | 0.75 | 0.75 | 0.7 | 0.24867 |  | 1 | All Day | 24.0 | 744 | 672 | 744 | 720 | 744 | 720 | 744 | 744 | 720 | 744 | 720 | 744 | 185.008 | 167.104 | 185.008 | 179.04 | 185.008 | 179.04 | 185.008 | 185.008 | 179.04 | 185.008 | 179.04 | 185.008 | 8760 | 2178.32 | 0.52028
309 | Ventilation | EF | AX-5 | Uniform |  | 0.035 |  |  |  |  | 0.04691689008042900 | 0.75 | 0.75 | 0.7 | 0.035 |  | 1 |  | 24.0 | 744 | 672 | 744 | 720 | 744 | 720 | 744 | 744 | 720 | 744 | 720 | 744 | 26.04 | 23.52 | 26.04 | 25.2 | 26.04 | 25.2 | 26.04 | 26.04 | 25.2 | 26.04 | 25.2 | 26.04 | 8760 | 306.6 | 0.046926
310 | Ventilation | MUA Ammonia Plant | MAX AMM RM EF1 | Uniform |  |  | 3 |  | 600.0 | 2.9 | 4.039904028377810 | 0.75 | 0.86 | 0.71525 | 2.1556 |  | 1 | All Day | 24.0 | 744 | 672 | 744 | 720 | 744 | 720 | 744 | 744 | 720 | 744 | 720 | 744 | 1603.7648 | 1448.5618 | 1603.7648 | 1552.0305 | 1603.7648 | 1552.0305 | 1603.7648 | 1603.7648 | 1552.0305 | 1603.7648 | 1552.0305 | 1603.7648 | 8760 | 18883.0372 | 1.0874
311 | Ventilation | MUA Ammonia Plant | MAX AMM RM EF2 | Uniform |  |  | 3 |  | 600.0 | 2.9 | 4.039904028377810 | 0.75 | 0.86 | 0.71525 | 2.1556 |  | 1 | All Day | 24.0 | 744 | 672 | 744 | 720 | 744 | 720 | 744 | 744 | 720 | 744 | 720 | 744 | 1603.7648 | 1448.5618 | 1603.7648 | 1552.0305 | 1603.7648 | 1552.0305 | 1603.7648 | 1603.7648 | 1552.0305 | 1603.7648 | 1552.0305 | 1603.7648 | 8760 | 18883.0372 | 1.0874
312 | Ventilation | MUA Ammonia Plant | MAX AMM RM SF | Uniform |  |  | 3 |  | 600.0 | 9.3 | 12.955554297901300 | 0.75 | 0.89338 | 0.78375 | 7.5748 |  | 1 | All Day | 24.0 | 744 | 672 | 744 | 720 | 744 | 720 | 744 | 744 | 720 | 744 | 720 | 744 | 5635.6669 | 5090.2798 | 5635.6669 | 5453.8712 | 5635.6669 | 5453.8712 | 5635.6669 | 5635.6669 | 5453.8712 | 5635.6669 | 5453.8712 | 5635.6669 | 8760 | 66355.4328 | 3.8212
313 | Ventilation | Supply Fan | Mobility | Uniform |  |  | 3 | 5.8 | 208.0 |  | 2.8010001263419500 | 0.75 | 0.845 | 0.702 | 1.1001 |  | 1 | All Day | 24.0 | 744 | 672 | 744 | 720 | 744 | 720 | 744 | 744 | 720 | 744 | 720 | 744 | 818.5086 | 739.2981 | 818.5086 | 792.1051 | 818.5086 | 792.1051 | 818.5086 | 818.5086 | 792.1051 | 818.5086 | 792.1051 | 818.5086 | 8760 | 9637.2791 | 3.6004
314 | Pump | DHW Pump |  | Uniform |  | 0.2 |  |  |  |  | 0.2680965147453080 | 0.75 | 0.75 | 0.7 | 0.2 |  | 1 | All Day | 24.0 | 744 | 672 | 744 | 720 | 744 | 720 | 744 | 744 | 720 | 744 | 720 | 744 | 148.8 | 134.4 | 148.8 | 144 | 148.8 | 144 | 148.8 | 148.8 | 144 | 148.8 | 144 | 148.8 | 8760 | 1752 | 2.0305
315 | Ventilation | Kitchen Cooler - SF | KC-1 SF | Uniform | 0.13333333333333300 | [5 empty] | 0.13333333333333300 | 0.75 | 0.75 | 0.7 | 0.099467 |  | 1 |  | 24.0 | 744 | 672 | 744 | 720 | 744 | 720 | 744 | 744 | 720 | 744 | 720 | 744 | 74.0032 | 66.8416 | 74.0032 | 71.616 | 74.0032 | 71.616 | 74.0032 | 74.0032 | 71.616 | 74.0032 | 71.616 | 74.0032 | 8760 | 871.328 | 0.060789
316 | Ventilation | Kitchen Cooler - SF | KC-2 SF | Uniform | 0.13333333333333300 | [5 empty] | 0.13333333333333300 | 0.75 | 0.75 | 0.7 | 0.099467 |  | 1 |  | 24.0 | 744 | 672 | 744 | 720 | 744 | 720 | 744 | 744 | 720 | 744 | 720 | 744 | 74.0032 | 66.8416 | 74.0032 | 71.616 | 74.0032 | 71.616 | 74.0032 | 74.0032 | 71.616 | 74.0032 | 71.616 | 74.0032 | 8760 | 871.328 | 0.060789
317 | Ventilation | Kitchen Cooler - SF | KC-3 SF | Uniform | 0.13333333333333300 | [5 empty] | 0.13333333333333300 | 0.75 | 0.75 | 0.7 | 0.099467 |  | 1 |  | 24.0 | 744 | 672 | 744 | 720 | 744 | 720 | 744 | 744 | 720 | 744 | 720 | 744 | 74.0032 | 66.8416 | 74.0032 | 71.616 | 74.0032 | 71.616 | 74.0032 | 74.0032 | 71.616 | 74.0032 | 71.616 | 74.0032 | 8760 | 871.328 | 0.060789
318 | Ventilation | Kitchen Cooler - SF | KC-4 SF | Uniform | 0.13333333333333300 | [5 empty] | 0.13333333333333300 | 0.75 | 0.75 | 0.7 | 0.099467 |  | 1 |  | 24.0 | 744 | 672 | 744 | 720 | 744 | 720 | 744 | 744 | 720 | 744 | 720 | 744 | 74.0032 | 66.8416 | 74.0032 | 71.616 | 74.0032 | 71.616 | 74.0032 | 74.0032 | 71.616 | 74.0032 | 71.616 | 74.0032 | 8760 | 871.328 | 0.060789
319 | Ventilation | Kitchen Cooler - SF | KC-5 SF | Uniform | 0.13333333333333300 | [5 empty] | 0.13333333333333300 | 0.75 | 0.75 | 0.7 | 0.099467 |  | 1 |  | 24.0 | 744 | 672 | 744 | 720 | 744 | 720 | 744 | 744 | 720 | 744 | 720 | 744 | 74.0032 | 66.8416 | 74.0032 | 71.616 | 74.0032 | 71.616 | 74.0032 | 74.0032 | 71.616 | 74.0032 | 71.616 | 74.0032 | 8760 | 871.328 | 0.060789
320 | Ventilation | Supply Fan | AHU-2 | Uniform |  |  | 3 |  | 575.0 | 3.7 | 4.939595299065400 | 0.75 | 0.86 | 0.71525 | 2.6357 |  | 1 | All Day | 24.0 | 744 | 672 | 744 | 720 | 744 | 720 | 744 | 744 | 720 | 744 | 720 | 744 | 1960.9251 | 1771.1581 | 1960.9251 | 1897.6694 | 1960.9251 | 1897.6694 | 1960.9251 | 1960.9251 | 1897.6694 | 1960.9251 | 1897.6694 | 1960.9251 | 8760 | 23088.3113 | 0.16062
321 | Ventilation | Supply Fan | AHU-3 | Uniform |  |  | 3 |  | 575.0 | 5.8 | 7.743149387724140 | 0.75 | 0.8825 | 0.7645 | 4.416 |  | 1 | All Day | 24.0 | 744 | 672 | 744 | 720 | 744 | 720 | 744 | 744 | 720 | 744 | 720 | 744 | 3285.541 | 2967.5854 | 3285.541 | 3179.5558 | 3285.541 | 3179.5558 | 3285.541 | 3285.541 | 3179.5558 | 3285.541 | 3179.5558 | 3285.541 | 8760 | 38684.5956 | 0.26912
322 | Ventilation | Exhaust Fan | EF-1-18 | Uniform | 11.34 | [5 empty] | 11.34 | 0.75 | 0.89338 | 0.78375 | 7.102 |  | 1 | All Day | 24.0 | 744 | 672 | 744 | 720 | 744 | 720 | 744 | 744 | 720 | 744 | 720 | 744 | 5283.872 | 4772.5295 | 5283.872 | 5113.4245 | 5283.872 | 5113.4245 | 5283.872 | 5283.872 | 5113.4245 | 5283.872 | 5113.4245 | 5283.872 | 8760 | 62213.3312 | 0.4328
323 | Ventilation | Exhaust Fan | EF-3-22 | Uniform | 7.0 | [5 empty] | 7.0 | 0.75 | 0.87 | 0.758 | 4.5017 |  | 1 | All Day | 24.0 | 744 | 672 | 744 | 720 | 744 | 720 | 744 | 744 | 720 | 744 | 720 | 744 | 3349.2828 | 3025.1586 | 3349.2828 | 3241.2414 | 3349.2828 | 3241.2414 | 3349.2828 | 3349.2828 | 3241.2414 | 3349.2828 | 3241.2414 | 3349.2828 | 8760 | 39435.1034 | 0.27434
324 | Ventilation | Exhaust Fan | EF-7-20 | Uniform | 7.0 | [5 empty] | 7.0 | 0.75 | 0.87 | 0.758 | 4.5017 |  | 1 | All Day | 24.0 | 744 | 672 | 744 | 720 | 744 | 720 | 744 | 744 | 720 | 744 | 720 | 744 | 3349.2828 | 3025.1586 | 3349.2828 | 3241.2414 | 3349.2828 | 3241.2414 | 3349.2828 | 3349.2828 | 3241.2414 | 3349.2828 | 3241.2414 | 3349.2828 | 8760 | 39435.1034 | 0.27434
325 | Ventilation | Supply+Return | AC-2 | Uniform | 32.5 | [5 empty] | 32.5 | 0.75 | 0.91612 | 0.809 | 19.8485 | 0.9 | 1 | All Day | 24.0 | 744 | 672 | 744 | 720 | 744 | 720 | 744 | 744 | 720 | 744 | 720 | 744 | 11961.5283 | 10803.961 | 11961.5283 | 11575.6725 | 11961.5283 | 11575.6725 | 11961.5283 | 11961.5283 | 11575.6725 | 11961.5283 | 11575.6725 | 11961.5283 | 8760 | 140837.3492 | 0.97976
326 | AC system | Compressors | AC-4,5,6,7,8,9 | Uniform |  |  | 3 | 108 | 575.0 |  | 144.18278170244900 | 0.75 | 0.94063 | 0.81625 | 263.3884 |  | 1 | All Day | 24.0 | 744 | 672 | 744 | 720 | 744 | 720 | 744 | 744 | 720 | 744 | 720 | 744 | 195960.9842 | 176997.018 | 195960.9842 | 189639.6622 | 195960.9842 | 189639.6622 | 195960.9842 | 195960.9842 | 189639.6622 | 195960.9842 | 189639.6622 | 195960.9842 | 8760 | 2307282.5563 | 16.051
327 | Pump | HW Circ pumps | P-1-2 | Uniform | 6.0 | [5 empty] | 6.0 | 0.75 | 0.87 | 0.758 | 3.8586 |  | 1 | All Day | 24.0 | 744 | 672 | 744 | 720 | 744 | 720 | 744 | 744 | 720 | 744 | 720 | 744 | 2870.8138 | 2592.9931 | 2870.8138 | 2778.2069 | 2870.8138 | 2778.2069 | 2870.8138 | 2870.8138 | 2778.2069 | 2870.8138 | 2778.2069 | 2870.8138 | 8760 | 33801.5172 | 0.23515
328 | Pump | CW Circ pumps | P-3-4 | Uniform | 6.0 | [5 empty] | 6.0 | 0.75 | 0.87 | 0.758 | 3.8586 |  | 1 | All Day | 24.0 | 744 | 672 | 744 | 720 | 744 | 720 | 744 | 744 | 720 | 744 | 720 | 744 | 2870.8138 | 2592.9931 | 2870.8138 | 2778.2069 | 2870.8138 | 2778.2069 | 2870.8138 | 2870.8138 | 2778.2069 | 2870.8138 | 2778.2069 | 2870.8138 | 8760 | 33801.5172 | 0.23515
329 | AC system | Cooling FF units | FCU-1-6 | Uniform | 4.5 | [5 empty] | 4.5 | 0.75 | 0.86 | 0.71525 | 2.9276 |  | 1 | All Day | 24.0 | 744 | 672 | 744 | 720 | 744 | 720 | 744 | 744 | 720 | 744 | 720 | 744 | 2178.1465 | 1967.3581 | 2178.1465 | 2107.8837 | 2178.1465 | 2107.8837 | 2178.1465 | 2178.1465 | 2107.8837 | 2178.1465 | 2107.8837 | 2178.1465 | 8760 | 25645.9186 | 0.17841
330 | Ventilation | Exhaust Fan | EF-1-6 | Uniform |  | 1.2 |  |  |  |  | 1.60857908847185 | 0.75 | 0.81875 | 0.66925 | 1.0992 |  | 1 | All Day | 24.0 | 744 | 672 | 744 | 720 | 744 | 720 | 744 | 744 | 720 | 744 | 720 | 744 | 817.8321 | 738.687 | 817.8321 | 791.4504 | 817.8321 | 791.4504 | 817.8321 | 817.8321 | 791.4504 | 817.8321 | 791.4504 | 817.8321 | 8760 | 9629.313 | 0.066988
331 | Ventilation | Multizone | AH-1 | Uniform | 8.0 | [5 empty] | 8.0 | 0.75 | 0.8825 | 0.7645 | 5.072 |  | 1 | All Day | 24.0 | 744 | 672 | 744 | 720 | 744 | 720 | 744 | 744 | 720 | 744 | 720 | 744 | 3773.5343 | 3408.3535 | 3773.5343 | 3651.8074 | 3773.5343 | 3651.8074 | 3773.5343 | 3773.5343 | 3651.8074 | 3773.5343 | 3651.8074 | 3773.5343 | 8760 | 44430.3229 | 0.30909
332 | Ventilation | Multizone | AH-4 | Uniform | 6.5 | [5 empty] | 6.5 | 0.75 | 0.87 | 0.758 | 4.1802 |  | 1 | All Day | 24.0 | 744 | 672 | 744 | 720 | 744 | 720 | 744 | 744 | 720 | 744 | 720 | 744 | 3110.0483 | 2809.0759 | 3110.0483 | 3009.7241 | 3110.0483 | 3009.7241 | 3110.0483 | 3110.0483 | 3009.7241 | 3110.0483 | 3009.7241 | 3110.0483 | 8760 | 36618.3103 | 0.25474
333 | Pump | Circ Pumps | Pumps | Uniform |  | 2.28 |  |  |  |  | 3.056300268096520 | 0.75 | 0.86 | 0.71525 | 1.9884 |  | 1 | All Day | 24.0 | 744 | 672 | 744 | 720 | 744 | 720 | 744 | 744 | 720 | 744 | 720 | 744 | 1479.3488 | 1336.186 | 1479.3488 | 1431.6279 | 1479.3488 | 1431.6279 | 1479.3488 | 1479.3488 | 1431.6279 | 1479.3488 | 1431.6279 | 1479.3488 | 8760 | 17418.1395 | 0.12117
334 | AC system | AS-Chiller | CH-1 | Uniform |  |  | 3 | 248 | 460.0 |  | 264.86911009042600 | 0.75 | 0.94963 | 0.835 | 123.7422 |  | 1 | All Day | 24.0 | 744 | 672 | 744 | 720 | 744 | 720 | 744 | 744 | 720 | 744 | 720 | 744 | 92064.2065 | 83154.7672 | 92064.2065 | 89094.3934 | 92064.2065 | 89094.3934 | 92064.2065 | 92064.2065 | 89094.3934 | 92064.2065 | 89094.3934 | 92064.2065 | 8760 | 1083981.7861 | 7.5409
335 | Process Cooling | Raw Water | SA1-5 | Uniform | 150.0 | [5 empty] | 150.0 | 0.75 | 0.9435 | 0.82175 | 88.9507 |  | 1 | All Day | 24.0 | 744 | 672 | 744 | 720 | 744 | 720 | 744 | 744 | 720 | 744 | 720 | 744 | 66179.3323 | 59774.8808 | 66179.3323 | 64044.5151 | 66179.3323 | 64044.5151 | 66179.3323 | 66179.3323 | 64044.5151 | 66179.3323 | 64044.5151 | 66179.3323 | 8760 | 779208.2671 | 5.4207
336 | Process Cooling | AL-ALCW | ME-5 | Uniform | 125.0 | [5 empty] | 125.0 | 0.75 | 0.94063 | 0.81625 | 74.3522 |  | 1 | All Day | 24.0 | 744 | 672 | 744 | 720 | 744 | 720 | 744 | 744 | 720 | 744 | 720 | 744 | 55318.0066 | 49964.6512 | 55318.0066 | 53533.5548 | 55318.0066 | 53533.5548 | 55318.0066 | 55318.0066 | 53533.5548 | 55318.0066 | 53533.5548 | 55318.0066 | 8760 | 651324.9169 | 4.5311
337 | Process Cooling | Cu-ALCW | SA1-14 | Uniform | 75.0 | [5 empty] | 75.0 | 0.75 | 0.935 | 0.828 | 44.8797 |  | 1 | All Day | 24.0 | 744 | 672 | 744 | 720 | 744 | 720 | 744 | 744 | 720 | 744 | 720 | 744 | 33390.4813 | 30159.1444 | 33390.4813 | 32313.369 | 33390.4813 | 32313.369 | 33390.4813 | 33390.4813 | 32313.369 | 33390.4813 | 32313.369 | 33390.4813 | 8760 | 393145.9893 | 2.735
338 | Process Cooling | Cu-ALCW | SA1-15 | Uniform | 75.0 | [5 empty] | 75.0 | 0.75 | 0.935 | 0.828 | 44.8797 |  | 1 | All Day | 24.0 | 744 | 672 | 744 | 720 | 744 | 720 | 744 | 744 | 720 | 744 | 720 | 744 | 33390.4813 | 30159.1444 | 33390.4813 | 32313.369 | 33390.4813 | 32313.369 | 33390.4813 | 33390.4813 | 32313.369 | 33390.4813 | 32313.369 | 33390.4813 | 8760 | 393145.9893 | 2.735
339 | Process Cooling | MH-ALCW | SA1-12 | Uniform | 60.0 | [5 empty] | 60.0 | 0.75 | 0.93063 | 0.82325 | 36.0725 |  | 1 | All Day | 24.0 | 744 | 672 | 744 | 720 | 744 | 720 | 744 | 744 | 720 | 744 | 720 | 744 | 26837.9637 | 24240.7414 | 26837.9637 | 25972.223 | 26837.9637 | 25972.223 | 26837.9637 | 26837.9637 | 25972.223 | 26837.9637 | 25972.223 | 26837.9637 | 8760 | 315995.3794 | 2.1983
340 | Process Cooling | MH-ALCW | SA1-13 | Uniform | 60.0 | [5 empty] | 60.0 | 0.75 | 0.93063 | 0.82325 | 36.0725 |  | 1 | All Day | 24.0 | 744 | 672 | 744 | 720 | 744 | 720 | 744 | 744 | 720 | 744 | 720 | 744 | 26837.9637 | 24240.7414 | 26837.9637 | 25972.223 | 26837.9637 | 25972.223 | 26837.9637 | 26837.9637 | 25972.223 | 26837.9637 | 25972.223 | 26837.9637 | 8760 | 315995.3794 | 2.1983
341 | Process Cooling | CU-LCW | SA3-2 | Uniform | 85.0 | [5 empty] | 85.0 | 0.75 | 0.935 | 0.828 | 50.8636 |  | 1 | All Day | 24.0 | 744 | 672 | 744 | 720 | 744 | 720 | 744 | 744 | 720 | 744 | 720 | 744 | 37842.5455 | 34180.3636 | 37842.5455 | 36621.8182 | 37842.5455 | 36621.8182 | 37842.5455 | 37842.5455 | 36621.8182 | 37842.5455 | 36621.8182 | 37842.5455 | 8760 | 445565.4545 | 3.0997
342 | Process Cooling | CU-LCW | SA3-3 | Uniform | 75.0 | [5 empty] | 75.0 | 0.75 | 0.935 | 0.828 | 44.8797 | 0.75 | 1 | All Day | 24.0 | 744 | 672 | 744 | 720 | 744 | 720 | 744 | 744 | 720 | 744 | 720 | 744 | 18782.1457 | 16964.5187 | 18782.1457 | 18176.2701 | 18782.1457 | 18176.2701 | 18782.1457 | 18782.1457 | 18176.2701 | 18782.1457 | 18176.2701 | 18782.1457 | 8760 | 221144.619 | 1.5384
343 | Ventilation | Supply + Return Fan | AHU-1 | Uniform | 4.5 | [5 empty] | 4.5 | 0.75 | 0.86 | 0.71525 | 2.9276 |  | 1 | All Day | 24.0 | 744 | 672 | 744 | 720 | 744 | 720 | 744 | 744 | 720 | 744 | 720 | 744 | 2178.1465 | 1967.3581 | 2178.1465 | 2107.8837 | 2178.1465 | 2107.8837 | 2178.1465 | 2178.1465 | 2107.8837 | 2178.1465 | 2107.8837 | 2178.1465 | 8760 | 25645.9186 | 0.17841
344 | Pump | DHW Pump |  | Uniform |  | 0.2 |  |  |  |  | 0.2680965147453080 | 0.75 | 0.75 | 0.7 | 0.2 |  | 1 | All Day | 24.0 | 744 | 672 | 744 | 720 | 744 | 720 | 744 | 744 | 720 | 744 | 720 | 744 | 148.8 | 134.4 | 148.8 | 144 | 148.8 | 144 | 148.8 | 148.8 | 144 | 148.8 | 144 | 148.8 | 8760 | 1752 | 2.0305
345 | Pump | Pump 3 - HX Pump |  | Uniform |  |  | 1 |  | 115.0 | 1.8 | 0.27747989276139400 | 0.75 | 0.75 | 0.67 | 0.13869 |  | 1 | All Day | 24.0 | 744 | 672 | 744 | 720 | 744 | 720 | 744 | 744 | 720 | 744 | 720 | 744 | 103.1854 | 93.1997 | 103.1854 | 99.8568 | 103.1854 | 99.8568 | 103.1854 | 103.1854 | 99.8568 | 103.1854 | 99.8568 | 103.1854 | 8760 | 1214.9244 | 1.5659
346 | Pump | Pump 3 - HX Pump |  | Uniform |  |  | 1 |  | 115.0 | 1.8 | 0.27747989276139400 | 0.75 | 0.75 | 0.67 | 0.13869 |  | 1 | All Day | 24.0 | 744 | 672 | 744 | 720 | 744 | 720 | 744 | 744 | 720 | 744 | 720 | 744 | 103.1854 | 93.1997 | 103.1854 | 99.8568 | 103.1854 | 99.8568 | 103.1854 | 103.1854 | 99.8568 | 103.1854 | 99.8568 | 103.1854 | 8760 | 1214.9244 | 1.5659
347 | AC system | CT#2 Fan VSD | 41-08-004 | Uniform | 25.0 | 18.65 |  |  |  |  | 25 | 0.75 | 0.9115 | 0.80375 | 15.3456 |  | 1 | All Day | 24.0 | 744 | 672 | 744 | 720 | 744 | 720 | 744 | 744 | 720 | 744 | 720 | 744 | 11417.1146 | 10312.2326 | 11417.1146 | 11048.8206 | 11417.1146 | 11048.8206 | 11417.1146 | 11417.1146 | 11048.8206 | 11417.1146 | 11048.8206 | 11417.1146 | 8760 | 134427.3176 | 93.7386
348 | Ventilation | Supply Fan | AHU-02A | Uniform | 100.0 | [5 empty] | 100.0 | 0.75 | 0.9375 | 0.82325 | 59.68 | 0.5 | 1 | All Day | 24.0 | 744 | 672 | 744 | 720 | 744 | 720 | 744 | 744 | 720 | 744 | 720 | 744 | 11100.48 | 10026.24 | 11100.48 | 10742.4 | 11100.48 | 10742.4 | 11100.48 | 11100.48 | 10742.4 | 11100.48 | 10742.4 | 11100.48 | 8760 | 130699.2 | 6.7125
349 | Ventilation | Supply Fan | AHU-02B | Uniform | 100.0 | [5 empty] | 100.0 | 0.75 | 0.9375 | 0.82325 | 59.68 | 0.6 | 1 | All Day | 24.0 | 744 | 672 | 744 | 720 | 744 | 720 | 744 | 744 | 720 | 744 | 720 | 744 | 15984.6912 | 14437.7856 | 15984.6912 | 15469.056 | 15984.6912 | 15469.056 | 15984.6912 | 15984.6912 | 15469.056 | 15984.6912 | 15469.056 | 15984.6912 | 8760 | 188206.848 | 9.666
350 | Ventilation | Exhaust Fan | AHU-8 | Uniform | 60.0 | [5 empty] | 60.0 | 0.75 | 0.93063 | 0.82325 | 36.0725 | 0.7 | 1 | All Day | 24.0 | 744 | 672 | 744 | 720 | 744 | 720 | 744 | 744 | 720 | 744 | 720 | 744 | 13150.6022 | 11877.9633 | 13150.6022 | 12726.3893 | 13150.6022 | 12726.3893 | 13150.6022 | 13150.6022 | 12726.3893 | 13150.6022 | 12726.3893 | 13150.6022 | 8760 | 154837.7359 | 7.9522
351 | Ventilation | Exhaust Fan | EF-A-01 | Uniform |  | 0.184 |  |  |  |  | 0.24664879356568400 | 0.75 | 0.75 | 0.7 | 0.184 |  | 1 | All Day | 24.0 | 744 | 672 | 744 | 720 | 744 | 720 | 744 | 744 | 720 | 744 | 720 | 744 | 136.896 | 123.648 | 136.896 | 132.48 | 136.896 | 132.48 | 136.896 | 136.896 | 132.48 | 136.896 | 132.48 | 136.896 | 8760 | 1611.84 | 0.082782
352 | Ventilation | Exhaust Fan | EF-A-05 | Uniform |  | 0.184 |  |  |  |  | 0.24664879356568400 | 0.75 | 0.75 | 0.7 | 0.184 |  | 1 | All Day | 24.0 | 744 | 672 | 744 | 720 | 744 | 720 | 744 | 744 | 720 | 744 | 720 | 744 | 136.896 | 123.648 | 136.896 | 132.48 | 136.896 | 132.48 | 136.896 | 136.896 | 132.48 | 136.896 | 132.48 | 136.896 | 8760 | 1611.84 | 0.082782
353 | Ventilation | Exhaust Fan | EF-A-09 | Uniform |  | 0.184 |  |  |  |  | 0.24664879356568400 | 0.75 | 0.75 | 0.7 | 0.184 |  | 1 | All Day | 24.0 | 744 | 672 | 744 | 720 | 744 | 720 | 744 | 744 | 720 | 744 | 720 | 744 | 136.896 | 123.648 | 136.896 | 132.48 | 136.896 | 132.48 | 136.896 | 136.896 | 132.48 | 136.896 | 132.48 | 136.896 | 8760 | 1611.84 | 0.082782
354 | Ventilation | Exhaust Fan | EF-A-13 | Uniform |  | 0.184 |  |  |  |  | 0.24664879356568400 | 0.75 | 0.75 | 0.7 | 0.184 |  | 1 | All Day | 24.0 | 744 | 672 | 744 | 720 | 744 | 720 | 744 | 744 | 720 | 744 | 720 | 744 | 136.896 | 123.648 | 136.896 | 132.48 | 136.896 | 132.48 | 136.896 | 136.896 | 132.48 | 136.896 | 132.48 | 136.896 | 8760 | 1611.84 | 0.082782
355 | Pump | DHW Circ Pump | P104A | Uniform |  |  | 3 |  | 575.0 | 3.6 | 4.806092723414980 | 0.75 | 0.86 | 0.71525 | 2.5644 |  | 1 | All Day | 24.0 | 744 | 672 | 744 | 720 | 744 | 720 | 744 | 744 | 720 | 744 | 720 | 744 | 1907.9271 | 1723.289 | 1907.9271 | 1846.3811 | 1907.9271 | 1846.3811 | 1907.9271 | 1907.9271 | 1846.3811 | 1907.9271 | 1846.3811 | 1907.9271 | 8760 | 22464.3029 | 0.40204
356 | Pump | DHW Circ Pump | P104B | Uniform |  |  | 3 |  | 575.0 | 3.6 | 4.806092723414980 | 0.75 | 0.86 | 0.71525 | 2.5644 |  | 1 | All Day | 24.0 | 744 | 672 | 744 | 720 | 744 | 720 | 744 | 744 | 720 | 744 | 720 | 744 | 1907.9271 | 1723.289 | 1907.9271 | 1846.3811 | 1907.9271 | 1846.3811 | 1907.9271 | 1907.9271 | 1846.3811 | 1907.9271 | 1846.3811 | 1907.9271 | 8760 | 22464.3029 | 0.40204
357 | Pump | DHW Circ Pump | P104C | Uniform |  |  | 3 |  | 575.0 | 3.6 | 4.806092723414980 | 0.75 | 0.86 | 0.71525 | 2.5644 |  | 1 | All Day | 24.0 | 744 | 672 | 744 | 720 | 744 | 720 | 744 | 744 | 720 | 744 | 720 | 744 | 1907.9271 | 1723.289 | 1907.9271 | 1846.3811 | 1907.9271 | 1846.3811 | 1907.9271 | 1907.9271 | 1846.3811 | 1907.9271 | 1846.3811 | 1907.9271 | 8760 | 22464.3029 | 0.40204
358 | Pump | P117, Chilled Water | P-117 | Uniform |  |  | 3 |  | 575.0 | 24.1 | 32.17412073175030 | 0.75 | 0.91612 | 0.809 | 19.4175 |  | 1 | All Day | 24.0 | 744 | 672 | 744 | 720 | 744 | 720 | 744 | 744 | 720 | 744 | 720 | 744 | 14446.644 | 13048.5817 | 14446.644 | 13980.6233 | 14446.644 | 13980.6233 | 14446.644 | 14446.644 | 13980.6233 | 14446.644 | 13980.6233 | 14446.644 | 8760 | 170097.5829 | 3.0442
359 | Pump | P122, Feedwater | P-122 | Uniform |  |  | 3 |  | 575.0 | 3.7 | 4.939595299065400 | 0.75 | 0.86 | 0.71525 | 2.6357 |  | 1 | All Day | 24.0 | 744 | 672 | 744 | 720 | 744 | 720 | 744 | 744 | 720 | 744 | 720 | 744 | 1960.9251 | 1771.1581 | 1960.9251 | 1897.6694 | 1960.9251 | 1897.6694 | 1960.9251 | 1960.9251 | 1897.6694 | 1960.9251 | 1897.6694 | 1960.9251 | 8760 | 23088.3113 | 0.41321
360 | Pump | P124, Condensate | P-124 | Uniform |  |  | 3 |  | 575.0 | 3.7 | 4.939595299065400 | 0.75 | 0.86 | 0.71525 | 2.6357 |  | 1 | All Day | 24.0 | 744 | 672 | 744 | 720 | 744 | 720 | 744 | 744 | 720 | 744 | 720 | 744 | 1960.9251 | 1771.1581 | 1960.9251 | 1897.6694 | 1960.9251 | 1897.6694 | 1960.9251 | 1960.9251 | 1897.6694 | 1960.9251 | 1897.6694 | 1960.9251 | 8760 | 23088.3113 | 0.41321
361 | Pump | CT Pump | P-CT | Uniform |  |  | 3 |  | 575.0 | 3 | 4.005077269512480 | 0.75 | 0.86 | 0.71525 | 2.137 |  | 1 | All Day | 24.0 | 744 | 672 | 744 | 720 | 744 | 720 | 744 | 744 | 720 | 744 | 720 | 744 | 1589.9392 | 1436.0742 | 1589.9392 | 1538.6509 | 1589.9392 | 1538.6509 | 1589.9392 | 1589.9392 | 1538.6509 | 1589.9392 | 1538.6509 | 1589.9392 | 8760 | 18720.2524 | 0.33504
362 | Ventilation | Supply Fan | SF-CD-4 | Uniform | 60.0 | [5 empty] | 60.0 | 0.75 | 0.93063 | 0.82325 | 36.0725 | 0.78 | 1 | All Day | 24.0 | 744 | 672 | 744 | 720 | 744 | 720 | 744 | 744 | 720 | 744 | 720 | 744 | 16328.2171 | 14748.0671 | 16328.2171 | 15801.5005 | 16328.2171 | 15801.5005 | 16328.2171 | 16328.2171 | 15801.5005 | 16328.2171 | 15801.5005 | 16328.2171 | 8760 | 192251.5889 | 3.4407
363 | Ventilation | Exhaust Fan | EF 105 | Uniform | 0.167 |  | 1 |  | 115.0 |  | 0.167 | 0.75 | 0.75 | 0.67 | 0.12458 |  | 1 | All Day | 24.0 | 744 | 672 | 744 | 720 | 744 | 720 | 744 | 744 | 720 | 744 | 720 | 744 | 92.689 | 83.7191 | 92.689 | 89.699 | 92.689 | 89.699 | 92.689 | 92.689 | 89.699 | 92.689 | 89.699 | 92.689 | 8760 | 1091.3383 | 0.12637
364 | Miscellaneous electricity | Purge Gas |  | Uniform |  |  | 1 |  | 115.0 | 4 | 0.6166219839142090 | 0.75 | 0.75 | 0.67 | 0.3082 |  | 1 | All Day | 24.0 | 744 | 672 | 744 | 720 | 744 | 720 | 744 | 744 | 720 | 744 | 720 | 744 | 229.3008 | 207.1104 | 229.3008 | 221.904 | 229.3008 | 221.904 | 229.3008 | 229.3008 | 221.904 | 229.3008 | 221.904 | 229.3008 | 8760 | 2699.832 | 0.31263
365 | Ventilation | Exhaust Fan | EF-1 | Uniform |  | 0.084 |  |  |  |  | 0.1126005361930300 | 0.75 | 0.75 | 0.7 | 0.084 |  | 1 | All Day | 24.0 | 744 | 672 | 744 | 720 | 744 | 720 | 744 | 744 | 720 | 744 | 720 | 744 | 62.496 | 56.448 | 62.496 | 60.48 | 62.496 | 60.48 | 62.496 | 62.496 | 60.48 | 62.496 | 60.48 | 62.496 | 8760 | 735.84 | 0.090955
366 | Ventilation | Exhaust Fan |  | Uniform |  |  | 1 |  | 115.0 | 1.3 | 0.20040214477211800 | 0.75 | 0.75 | 0.67 | 0.10017 |  | 1 | All Day | 24.0 | 744 | 672 | 744 | 720 | 744 | 720 | 744 | 744 | 720 | 744 | 720 | 744 | 74.5228 | 67.3109 | 74.5228 | 72.1188 | 74.5228 | 72.1188 | 74.5228 | 74.5228 | 72.1188 | 74.5228 | 72.1188 | 74.5228 | 8760 | 877.4454 | 0.22651
367 | Ventilation | Exhaust Fan | RTU-1 | Uniform | 0.022222222222222200 | [5 empty] | 0.022222222222222200 | 0.75 | 0.75 | 0.7 | 0.016578 |  | 1 | RTU-1, HP, EF-5 & UHs | 24.0 | 744 | 672 | 744 | 720 | 744 | 720 | 744 | 744 | 720 | 744 | 720 | 744 | 12.3339 | 11.1403 | 12.3339 | 11.936 | 12.3339 | 11.936 | 12.3339 | 12.3339 | 11.936 | 12.3339 | 11.936 | 12.3339 | 8760 | 145.2213 | 0.34403
368 | Ventilation | Exhaust Fan | EF-1 | Uniform | frac. | [5 empty] | frac. | 0 | 0 | 0 |  |  | 1 | All Day | 24.0 | 744 | 672 | 744 | 720 | 744 | 720 | 744 | 744 | 720 | 744 | 720 | 744 | [12 empty] | 8760 | 0 | 0
369 | Ventilation | Exhaust Fan | EF-2 | Uniform | frac. | [5 empty] | frac. | 0 | 0 | 0 |  |  | 1 | All Day | 24.0 | 744 | 672 | 744 | 720 | 744 | 720 | 744 | 744 | 720 | 744 | 720 | 744 | [12 empty] | 8760 | 0 | 0
370 | Ventilation | Exhaust Fan | EF-3 | Uniform | frac. | [5 empty] | frac. | 0 | 0 | 0 |  |  | 1 | All Day | 24.0 | 744 | 672 | 744 | 720 | 744 | 720 | 744 | 744 | 720 | 744 | 720 | 744 | [12 empty] | 8760 | 0 | 0
371 | Ventilation | Exhaust Fan | EF-4 | Uniform | frac. | [5 empty] | frac. | 0 | 0 | 0 |  |  | 1 | All Day | 24.0 | 744 | 672 | 744 | 720 | 744 | 720 | 744 | 744 | 720 | 744 | 720 | 744 | [12 empty] | 8760 | 0 | 0
372 | Pump | DHW Pump | P-3 | Uniform | 0.04 | [5 empty] | 0.04 | 0.75 | 0.75 | 0.7 | 0.02984 |  | 1 | All Day | 24.0 | 744 | 672 | 744 | 720 | 744 | 720 | 744 | 744 | 720 | 744 | 720 | 744 | 22.201 | 20.0525 | 22.201 | 21.4848 | 22.201 | 21.4848 | 22.201 | 22.201 | 21.4848 | 22.201 | 21.4848 | 22.201 | 8760 | 261.3984 | 0.07083
373 | Pump | DHW Pump |  | Uniform | 0.030303030303030300 | [5 empty] | 0.030303030303030300 | 0.75 | 0.75 | 0.7 | 0.022606 |  | 1 | All Day | 24.0 | 744 | 672 | 744 | 720 | 744 | 720 | 744 | 744 | 720 | 744 | 720 | 744 | 16.8189 | 15.1913 | 16.8189 | 16.2764 | 16.8189 | 16.2764 | 16.8189 | 16.8189 | 16.2764 | 16.8189 | 16.2764 | 16.8189 | 8760 | 198.0291 | 0.053659
374 | Ventilation | Exhaust Fan | EF-15 | Uniform |  | 0.125 |  |  |  |  | 0.1675603217158180 | 0.75 | 0.75 | 0.7 | 0.125 |  | 1 | 24/7 | 24.0 | 744 | 672 | 744 | 720 | 744 | 720 | 744 | 744 | 720 | 744 | 720 | 744 | 93 | 84 | 93 | 90 | 93 | 90 | 93 | 93 | 90 | 93 | 90 | 93 | 8760 | 1095 | 0.10964
375 | Pump | DHW Circulation Pump |  | Uniform |  | 0.092 |  |  |  |  | 0.12332439678284200 | 0.75 | 0.75 | 0.7 | 0.092 |  | 1 | All Day | 24.0 | 744 | 672 | 744 | 720 | 744 | 720 | 744 | 744 | 720 | 744 | 720 | 744 | 68.448 | 61.824 | 68.448 | 66.24 | 68.448 | 66.24 | 68.448 | 68.448 | 66.24 | 68.448 | 66.24 | 68.448 | 8760 | 805.92 | 0.13586
376 | Pump | Pump |  | Uniform |  | 0.087 |  |  |  |  | 0.11662198391420900 | 0.75 | 0.75 | 0.7 | 0.087 |  | 1 | All Day | 24.0 | 744 | 672 | 744 | 720 | 744 | 720 | 744 | 744 | 720 | 744 | 720 | 744 | 64.728 | 58.464 | 64.728 | 62.64 | 64.728 | 62.64 | 64.728 | 64.728 | 62.64 | 64.728 | 62.64 | 64.728 | 8760 | 762.12 | 2.7799
377 | Ventilation | Kitchen Cooler - SF | KC-1 SF | Uniform | 0.13333333333333300 | [5 empty] | 0.13333333333333300 | 0.75 | 0.75 | 0.7 | 0.099467 |  | 1 |  | 24.0 | 744 | 672 | 744 | 720 | 744 | 720 | 744 | 744 | 720 | 744 | 720 | 744 | 74.0032 | 66.8416 | 74.0032 | 71.616 | 74.0032 | 71.616 | 74.0032 | 74.0032 | 71.616 | 74.0032 | 71.616 | 74.0032 | 8760 | 871.328 | 0.061327
378 | Ventilation | Kitchen Cooler - SF | KC-2 SF | Uniform | 0.13333333333333300 | [5 empty] | 0.13333333333333300 | 0.75 | 0.75 | 0.7 | 0.099467 |  | 1 |  | 24.0 | 744 | 672 | 744 | 720 | 744 | 720 | 744 | 744 | 720 | 744 | 720 | 744 | 74.0032 | 66.8416 | 74.0032 | 71.616 | 74.0032 | 71.616 | 74.0032 | 74.0032 | 71.616 | 74.0032 | 71.616 | 74.0032 | 8760 | 871.328 | 0.061327
379 | Ventilation | Kitchen Cooler - SF | KC-3 SF | Uniform | 0.13333333333333300 | [5 empty] | 0.13333333333333300 | 0.75 | 0.75 | 0.7 | 0.099467 |  | 1 |  | 24.0 | 744 | 672 | 744 | 720 | 744 | 720 | 744 | 744 | 720 | 744 | 720 | 744 | 74.0032 | 66.8416 | 74.0032 | 71.616 | 74.0032 | 71.616 | 74.0032 | 74.0032 | 71.616 | 74.0032 | 71.616 | 74.0032 | 8760 | 871.328 | 0.061327
380 | Ventilation | Kitchen Cooler - SF | KC-4 SF | Uniform | 0.13333333333333300 | [5 empty] | 0.13333333333333300 | 0.75 | 0.75 | 0.7 | 0.099467 |  | 1 |  | 24.0 | 744 | 672 | 744 | 720 | 744 | 720 | 744 | 744 | 720 | 744 | 720 | 744 | 74.0032 | 66.8416 | 74.0032 | 71.616 | 74.0032 | 71.616 | 74.0032 | 74.0032 | 71.616 | 74.0032 | 71.616 | 74.0032 | 8760 | 871.328 | 0.061327
381 | Ventilation | Kitchen Cooler - SF | KC-5 SF | Uniform | 0.13333333333333300 | [5 empty] | 0.13333333333333300 | 0.75 | 0.75 | 0.7 | 0.099467 |  | 1 |  | 24.0 | 744 | 672 | 744 | 720 | 744 | 720 | 744 | 744 | 720 | 744 | 720 | 744 | 74.0032 | 66.8416 | 74.0032 | 71.616 | 74.0032 | 71.616 | 74.0032 | 74.0032 | 71.616 | 74.0032 | 71.616 | 74.0032 | 8760 | 871.328 | 0.061327
382 | Ventilation | Supply fan | FCU-1 | Uniform | 0.4 | [5 empty] | 0.4 | 0.75 | 0.75 | 0.7 | 0.2984 |  | 1 | All Day | 24.0 | 744 | 672 | 744 | 720 | 744 | 720 | 744 | 744 | 720 | 744 | 720 | 744 | 222.0096 | 200.5248 | 222.0096 | 214.848 | 222.0096 | 214.848 | 222.0096 | 222.0096 | 214.848 | 222.0096 | 214.848 | 222.0096 | 8760 | 2613.984 | 0.73782
383 | Ventilation | AHU-B05 EF B05B (Stage 2) | EAX-B05B(2) | Uniform | 0.167 | [5 empty] | 0.167 | 0.75 | 0.75 | 0.7 | 0.12458 |  | 1 | All Day | 24.0 | 744 | 672 | 744 | 720 | 744 | 720 | 744 | 744 | 720 | 744 | 720 | 744 | 92.689 | 83.7191 | 92.689 | 89.699 | 92.689 | 89.699 | 92.689 | 92.689 | 89.699 | 92.689 | 89.699 | 92.689 | 8760 | 1091.3383 | 0.021841
384 | Ventilation | OA Supply Fan 1 | OAF-1 | Uniform | 100.0 | [5 empty] | 100.0 | 0.75 | 0.9375 | 0.82325 | 59.68 | 0.75 | 1 | All Day | 24.0 | 744 | 672 | 744 | 720 | 744 | 720 | 744 | 744 | 720 | 744 | 720 | 744 | 24976.08 | 22559.04 | 24976.08 | 24170.4 | 24976.08 | 24170.4 | 24976.08 | 24976.08 | 24170.4 | 24976.08 | 24170.4 | 24976.08 | 8760 | 294073.2 | 5.8852
385 | Ventilation | OA Supply Fan 2 | OAF-2 | Uniform | 100.0 | [5 empty] | 100.0 | 0.75 | 0.9375 | 0.82325 | 59.68 | 0.75 | 1 | All Day | 24.0 | 744 | 672 | 744 | 720 | 744 | 720 | 744 | 744 | 720 | 744 | 720 | 744 | 24976.08 | 22559.04 | 24976.08 | 24170.4 | 24976.08 | 24170.4 | 24976.08 | 24976.08 | 24170.4 | 24976.08 | 24170.4 | 24976.08 | 8760 | 294073.2 | 5.8852
386 | Ventilation | OA Supply Fan 3 | OAF-3 | Uniform | 100.0 | [5 empty] | 100.0 | 0.75 | 0.9375 | 0.82325 | 59.68 | 0.75 | 1 | All Day | 24.0 | 744 | 672 | 744 | 720 | 744 | 720 | 744 | 744 | 720 | 744 | 720 | 744 | 24976.08 | 22559.04 | 24976.08 | 24170.4 | 24976.08 | 24170.4 | 24976.08 | 24976.08 | 24170.4 | 24976.08 | 24170.4 | 24976.08 | 8760 | 294073.2 | 5.8852
387 | Ventilation | Various Fume Hood Exhaust fans | FEX-501 to -534 | Uniform | 24.342 | [5 empty] | 24.342 | 0.75 | 0.90412 | 0.79925 | 15.0636 |  | 1 | All Day | 24.0 | 744 | 672 | 744 | 720 | 744 | 720 | 744 | 744 | 720 | 744 | 720 | 744 | 11207.2951 | 10122.7181 | 11207.2951 | 10845.7694 | 11207.2951 | 10845.7694 | 11207.2951 | 11207.2951 | 10845.7694 | 11207.2951 | 10845.7694 | 11207.2951 | 8760 | 131956.8613 | 2.6408
388 | Ventilation | Supply Fan | RTU1 | Uniform |  |  | 3 |  | 208.0 | 7.6 | 3.6702760276204800 | 0.75 | 0.86 | 0.71525 | 1.9584 |  | 1 | All Day | 24.0 | 744 | 672 | 744 | 720 | 744 | 720 | 744 | 744 | 720 | 744 | 720 | 744 | 1457.0295 | 1316.0267 | 1457.0295 | 1410.0286 | 1457.0295 | 1410.0286 | 1457.0295 | 1457.0295 | 1410.0286 | 1457.0295 | 1410.0286 | 1457.0295 | 8760 | 17155.3478 | 18.3178
389 | Ventilation | Mech Room Vent |  | Uniform |  | 0.05 |  |  |  |  | 0.06702412868632710 | 0.75 | 0.75 | 0.7 | 0.05 |  | 1 | All Day | 24.0 | 744 | 672 | 744 | 720 | 744 | 720 | 744 | 744 | 720 | 744 | 720 | 744 | 37.2 | 33.6 | 37.2 | 36 | 37.2 | 36 | 37.2 | 37.2 | 36 | 37.2 | 36 | 37.2 | 8760 | 438 | 1.2975
390 | Ventilation | Storage Room Exhaust | EF2 | Uniform |  | 0.05 |  |  |  |  | 0.06702412868632710 | 0.75 | 0.75 | 0.7 | 0.05 |  | 1 | All Day | 24.0 | 744 | 672 | 744 | 720 | 744 | 720 | 744 | 744 | 720 | 744 | 720 | 744 | 37.2 | 33.6 | 37.2 | 36 | 37.2 | 36 | 37.2 | 37.2 | 36 | 37.2 | 36 | 37.2 | 8760 | 438 | 1.2975
391 | Ventilation | Storage Room Exhaust | EF3 | Uniform |  | 0.05 |  |  |  |  | 0.06702412868632710 | 0.75 | 0.75 | 0.7 | 0.05 |  | 1 | All Day | 24.0 | 744 | 672 | 744 | 720 | 744 | 720 | 744 | 744 | 720 | 744 | 720 | 744 | 37.2 | 33.6 | 37.2 | 36 | 37.2 | 36 | 37.2 | 37.2 | 36 | 37.2 | 36 | 37.2 | 8760 | 438 | 1.2975
392 | Ventilation | Elevator Machine Room | EF5 | Uniform |  | 0.05 |  |  |  |  | 0.06702412868632710 | 0.75 | 0.75 | 0.7 | 0.05 |  | 1 | All Day | 24.0 | 744 | 672 | 744 | 720 | 744 | 720 | 744 | 744 | 720 | 744 | 720 | 744 | 37.2 | 33.6 | 37.2 | 36 | 37.2 | 36 | 37.2 | 37.2 | 36 | 37.2 | 36 | 37.2 | 8760 | 438 | 1.2975
393 | Ventilation | Janitor Room Exhaust | EF1a | Uniform |  | 0.05 |  |  |  |  | 0.06702412868632710 | 0.75 | 0.75 | 0.7 | 0.05 |  | 1 | All Day | 24.0 | 744 | 672 | 744 | 720 | 744 | 720 | 744 | 744 | 720 | 744 | 720 | 744 | 37.2 | 33.6 | 37.2 | 36 | 37.2 | 36 | 37.2 | 37.2 | 36 | 37.2 | 36 | 37.2 | 8760 | 438 | 1.2975
394 | Ventilation | Electrical Room | EF7 | Uniform |  | 0.05 |  |  |  |  | 0.06702412868632710 | 0.75 | 0.75 | 0.7 | 0.05 |  | 1 | All Day | 24.0 | 744 | 672 | 744 | 720 | 744 | 720 | 744 | 744 | 720 | 744 | 720 | 744 | 37.2 | 33.6 | 37.2 | 36 | 37.2 | 36 | 37.2 | 37.2 | 36 | 37.2 | 36 | 37.2 | 8760 | 438 | 1.2975
395 | Pump | DHWR | P3 | Uniform |  |  | 1 |  | 115.0 | 1.7 | 0.2620643431635390 | 0.75 | 0.75 | 0.67 | 0.13098 |  | 1 | All Day | 24.0 | 744 | 672 | 744 | 720 | 744 | 720 | 744 | 744 | 720 | 744 | 720 | 744 | 97.4528 | 88.0219 | 97.4528 | 94.3092 | 97.4528 | 94.3092 | 97.4528 | 97.4528 | 94.3092 | 97.4528 | 94.3092 | 97.4528 | 8760 | 1147.4286 | 3.3991
396 | Ventilation | Exhaust Fan | EF-2 | Uniform | 0.008333333333333330 | [5 empty] | 0.008333333333333330 |  |  | 0.7 |  |  | 1 |  | 24.0 | 744 | 672 | 744 | 720 | 744 | 720 | 744 | 744 | 720 | 744 | 720 | 744 | [12 empty] | 8760 | 0 | 0
397 | Ventilation | Exhaust Fan | EF-4 | Uniform | 0.008333333333333330 | [5 empty] | 0.008333333333333330 |  |  | 0.7 |  |  | 1 |  | 24.0 | 744 | 672 | 744 | 720 | 744 | 720 | 744 | 744 | 720 | 744 | 720 | 744 | [12 empty] | 8760 | 0 | 0
398 | Ventilation | Booster Fan |  | Uniform |  |  | 1 |  | 120.0 | 0.18 | 0.028954423592493300 | 0.75 | 0.75 | 0.67 | 0.014472 |  | 1 | All Day | 24.0 | 744 | 672 | 744 | 720 | 744 | 720 | 744 | 744 | 720 | 744 | 720 | 744 | 10.7672 | 9.7252 | 10.7672 | 10.4198 | 10.7672 | 10.4198 | 10.7672 | 10.7672 | 10.4198 | 10.7672 | 10.4198 | 10.7672 | 8760 | 126.7747 | 0.26234
399 | Ventilation | Booster Fan |  | Uniform |  |  | 1 |  | 120.0 | 0.18 | 0.028954423592493300 | 0.75 | 0.75 | 0.67 | 0.014472 |  | 1 | All Day | 24.0 | 744 | 672 | 744 | 720 | 744 | 720 | 744 | 744 | 720 | 744 | 720 | 744 | 10.7672 | 9.7252 | 10.7672 | 10.4198 | 10.7672 | 10.4198 | 10.7672 | 10.7672 | 10.4198 | 10.7672 | 10.4198 | 10.7672 | 8760 | 126.7747 | 0.26234
400 | Ventilation | Supply Fan | MUA-1 | Uniform | 3 | [5 empty] | 3 | 0.75 | 0.86 | 0.71525 | 1.9517 |  | 1 | All Day | 24.0 | 744 | 672 | 744 | 720 | 744 | 720 | 744 | 744 | 720 | 744 | 720 | 744 | 1452.0977 | 1311.5721 | 1452.0977 | 1405.2558 | 1452.0977 | 1405.2558 | 1452.0977 | 1452.0977 | 1405.2558 | 1452.0977 | 1405.2558 | 1452.0977 | 8760 | 17097.2791 | 3.076
401 | Ventilation | Exhaust Fan | EF-4 | Uniform | 0.04 | [5 empty] | 0.04 | 0.75 | 0.75 | 0.7 | 0.02984 |  | 1 | All Day | 24.0 | 744 | 672 | 744 | 720 | 744 | 720 | 744 | 744 | 720 | 744 | 720 | 744 | 22.201 | 20.0525 | 22.201 | 21.4848 | 22.201 | 21.4848 | 22.201 | 22.201 | 21.4848 | 22.201 | 21.4848 | 22.201 | 8760 | 261.3984 | 0.047028
402 | Ventilation | Exhaust Fan | EF-5 | Uniform | 0.04 | [5 empty] | 0.04 | 0.75 | 0.75 | 0.7 | 0.02984 |  | 1 | All Day | 24.0 | 744 | 672 | 744 | 720 | 744 | 720 | 744 | 744 | 720 | 744 | 720 | 744 | 22.201 | 20.0525 | 22.201 | 21.4848 | 22.201 | 21.4848 | 22.201 | 22.201 | 21.4848 | 22.201 | 21.4848 | 22.201 | 8760 | 261.3984 | 0.047028
403 | Ventilation | Exhaust Fan | EF-6 | Uniform | 0.04 | [5 empty] | 0.04 | 0.75 | 0.75 | 0.7 | 0.02984 |  | 1 | All Day | 24.0 | 744 | 672 | 744 | 720 | 744 | 720 | 744 | 744 | 720 | 744 | 720 | 744 | 22.201 | 20.0525 | 22.201 | 21.4848 | 22.201 | 21.4848 | 22.201 | 22.201 | 21.4848 | 22.201 | 21.4848 | 22.201 | 8760 | 261.3984 | 0.047028
404 | Ventilation | Exhaust Fan | EF-7 | Uniform | 0.04 | [5 empty] | 0.04 | 0.75 | 0.75 | 0.7 | 0.02984 |  | 1 | All Day | 24.0 | 744 | 672 | 744 | 720 | 744 | 720 | 744 | 744 | 720 | 744 | 720 | 744 | 22.201 | 20.0525 | 22.201 | 21.4848 | 22.201 | 21.4848 | 22.201 | 22.201 | 21.4848 | 22.201 | 21.4848 | 22.201 | 8760 | 261.3984 | 0.047028
405 | Ventilation | Exhaust Fan | EF-8 | Uniform | 0.4 | [5 empty] | 0.4 | 0.75 | 0.75 | 0.7 | 0.2984 |  | 1 | All Day | 24.0 | 744 | 672 | 744 | 720 | 744 | 720 | 744 | 744 | 720 | 744 | 720 | 744 | 222.0096 | 200.5248 | 222.0096 | 214.848 | 222.0096 | 214.848 | 222.0096 | 222.0096 | 214.848 | 222.0096 | 214.848 | 222.0096 | 8760 | 2613.984 | 0.47028
406 | Ventilation | Exhaust Fan | EF-9 | Uniform | 0.04 | [5 empty] | 0.04 | 0.75 | 0.75 | 0.7 | 0.02984 |  | 1 | All Day | 24.0 | 744 | 672 | 744 | 720 | 744 | 720 | 744 | 744 | 720 | 744 | 720 | 744 | 22.201 | 20.0525 | 22.201 | 21.4848 | 22.201 | 21.4848 | 22.201 | 22.201 | 21.4848 | 22.201 | 21.4848 | 22.201 | 8760 | 261.3984 | 0.047028
407 | Ventilation | Exhaust Fan | EF-10 | Uniform | 0.04 | [5 empty] | 0.04 | 0.75 | 0.75 | 0.7 | 0.02984 |  | 1 | All Day | 24.0 | 744 | 672 | 744 | 720 | 744 | 720 | 744 | 744 | 720 | 744 | 720 | 744 | 22.201 | 20.0525 | 22.201 | 21.4848 | 22.201 | 21.4848 | 22.201 | 22.201 | 21.4848 | 22.201 | 21.4848 | 22.201 | 8760 | 261.3984 | 0.047028
408 | Ventilation | Exhaust Fan | EF-11 | Uniform | 0.04 | [5 empty] | 0.04 | 0.75 | 0.75 | 0.7 | 0.02984 |  | 1 | All Day | 24.0 | 744 | 672 | 744 | 720 | 744 | 720 | 744 | 744 | 720 | 744 | 720 | 744 | 22.201 | 20.0525 | 22.201 | 21.4848 | 22.201 | 21.4848 | 22.201 | 22.201 | 21.4848 | 22.201 | 21.4848 | 22.201 | 8760 | 261.3984 | 0.047028
409 | Ventilation | Exhaust Fan | EF-12 | Uniform | 0.47 | [5 empty] | 0.47 | 0.75 | 0.75 | 0.7 | 0.35062 |  | 1 | All Day | 24.0 | 744 | 672 | 744 | 720 | 744 | 720 | 744 | 744 | 720 | 744 | 720 | 744 | 260.8613 | 235.6166 | 260.8613 | 252.4464 | 260.8613 | 252.4464 | 260.8613 | 260.8613 | 252.4464 | 260.8613 | 252.4464 | 260.8613 | 8760 | 3071.4312 | 0.55258
410 | Ventilation | Exhaust Fan | EF-13 | Uniform | 0.23 | [5 empty] | 0.23 | 0.75 | 0.75 | 0.7 | 0.17158 |  | 1 | All Day | 24.0 | 744 | 672 | 744 | 720 | 744 | 720 | 744 | 744 | 720 | 744 | 720 | 744 | 127.6555 | 115.3018 | 127.6555 | 123.5376 | 127.6555 | 123.5376 | 127.6555 | 127.6555 | 123.5376 | 127.6555 | 123.5376 | 127.6555 | 8760 | 1503.0408 | 0.27041
411 | Ventilation | Exhaust Fan | EF-14 | Uniform | 0.04 | [5 empty] | 0.04 | 0.75 | 0.75 | 0.7 | 0.02984 |  | 1 | All Day | 24.0 | 744 | 672 | 744 | 720 | 744 | 720 | 744 | 744 | 720 | 744 | 720 | 744 | 22.201 | 20.0525 | 22.201 | 21.4848 | 22.201 | 21.4848 | 22.201 | 22.201 | 21.4848 | 22.201 | 21.4848 | 22.201 | 8760 | 261.3984 | 0.047028
412 | Ventilation | Exhaust Fan | EF-15 | Uniform | 0.04 | [5 empty] | 0.04 | 0.75 | 0.75 | 0.7 | 0.02984 |  | 1 | All Day | 24.0 | 744 | 672 | 744 | 720 | 744 | 720 | 744 | 744 | 720 | 744 | 720 | 744 | 22.201 | 20.0525 | 22.201 | 21.4848 | 22.201 | 21.4848 | 22.201 | 22.201 | 21.4848 | 22.201 | 21.4848 | 22.201 | 8760 | 261.3984 | 0.047028
413 | Ventilation | Exhaust Fan | RH-1 | Uniform | frac | [5 empty] | frac | 0 | 0 | 0 |  |  | 1 | All Day | 24.0 | 744 | 672 | 744 | 720 | 744 | 720 | 744 | 744 | 720 | 744 | 720 | 744 | [12 empty] | 8760 | 0 | 0
414 | Ventilation | Exhaust Fan | EF-1 | Uniform | 0.009 | [5 empty] | 0.009 |  |  | 0.7 |  |  | 1 | All Day | 24.0 | 744 | 672 | 744 | 720 | 744 | 720 | 744 | 744 | 720 | 744 | 720 | 744 | [12 empty] | 8760 | 0 | 0
415 | Ventilation | Exhaust Fan | EF-2 | Uniform | 0.009 | [5 empty] | 0.009 |  |  | 0.7 |  |  | 1 | All Day | 24.0 | 744 | 672 | 744 | 720 | 744 | 720 | 744 | 744 | 720 | 744 | 720 | 744 | [12 empty] | 8760 | 0 | 0
416 | Ventilation | Exhaust Fan | EF-3 | Uniform | 0.009 | [5 empty] | 0.009 |  |  | 0.7 |  |  | 1 | All Day | 24.0 | 744 | 672 | 744 | 720 | 744 | 720 | 744 | 744 | 720 | 744 | 720 | 744 | [12 empty] | 8760 | 0 | 0
417 | Ventilation | Exhaust Fan | EF-4 | Uniform | 0.009 | [5 empty] | 0.009 |  |  | 0.7 |  |  | 1 | All Day | 24.0 | 744 | 672 | 744 | 720 | 744 | 720 | 744 | 744 | 720 | 744 | 720 | 744 | [12 empty] | 8760 | 0 | 0
418 | Ventilation | Exhaust Fan | EF-6 | Uniform | 0.009 | [5 empty] | 0.009 |  |  | 0.7 |  |  | 1 | All Day | 24.0 | 744 | 672 | 744 | 720 | 744 | 720 | 744 | 744 | 720 | 744 | 720 | 744 | [12 empty] | 8760 | 0 | 0
419 | Ventilation | Exhaust Fan | EF-7 | Uniform | 0.009 | [5 empty] | 0.009 |  |  | 0.7 |  |  | 1 | All Day | 24.0 | 744 | 672 | 744 | 720 | 744 | 720 | 744 | 744 | 720 | 744 | 720 | 744 | [12 empty] | 8760 | 0 | 0
420 | Ventilation | Exhaust Fan | EF-8 | Uniform | 0.009 | [5 empty] | 0.009 |  |  | 0.7 |  |  | 1 | All Day | 24.0 | 744 | 672 | 744 | 720 | 744 | 720 | 744 | 744 | 720 | 744 | 720 | 744 | [12 empty] | 8760 | 0 | 0
421 | Ventilation | Exhaust Fan | EF-9 | Uniform | 0.009 | [5 empty] | 0.009 |  |  | 0.7 |  |  | 1 | All Day | 24.0 | 744 | 672 | 744 | 720 | 744 | 720 | 744 | 744 | 720 | 744 | 720 | 744 | [12 empty] | 8760 | 0 | 0
422 | Ventilation | Exhaust Fan | EF-10 | Uniform | 0.009 | [5 empty] | 0.009 |  |  | 0.7 |  |  | 1 | All Day | 24.0 | 744 | 672 | 744 | 720 | 744 | 720 | 744 | 744 | 720 | 744 | 720 | 744 | [12 empty] | 8760 | 0 | 0
423 | Ventilation | Exhaust Fan | EF-11 | Uniform | 0.009 | [5 empty] | 0.009 |  |  | 0.7 |  |  | 1 | All Day | 24.0 | 744 | 672 | 744 | 720 | 744 | 720 | 744 | 744 | 720 | 744 | 720 | 744 | [12 empty] | 8760 | 0 | 0
424 | Ventilation | Exhaust Fan | EF-12 | Uniform | 0.009 | [5 empty] | 0.009 |  |  | 0.7 |  |  | 1 | All Day | 24.0 | 744 | 672 | 744 | 720 | 744 | 720 | 744 | 744 | 720 | 744 | 720 | 744 | [12 empty] | 8760 | 0 | 0
425 | Ventilation | Exhaust Fan | EF-13 | Uniform | 0.009 | [5 empty] | 0.009 |  |  | 0.7 |  |  | 1 | All Day | 24.0 | 744 | 672 | 744 | 720 | 744 | 720 | 744 | 744 | 720 | 744 | 720 | 744 | [12 empty] | 8760 | 0 | 0
426 | Ventilation | Exhaust Fan | EF-14 | Uniform | 0.009 | [5 empty] | 0.009 |  |  | 0.7 |  |  | 1 | All Day | 24.0 | 744 | 672 | 744 | 720 | 744 | 720 | 744 | 744 | 720 | 744 | 720 | 744 | [12 empty] | 8760 | 0 | 0
427 | Ventilation | Exhaust Fan | EF-15 | Uniform | 0.009 | [5 empty] | 0.009 |  |  | 0.7 |  |  | 1 | All Day | 24.0 | 744 | 672 | 744 | 720 | 744 | 720 | 744 | 744 | 720 | 744 | 720 | 744 | [12 empty] | 8760 | 0 | 0
428 | Ventilation | Exhaust Fan | EF-16 | Uniform | 0.009 | [5 empty] | 0.009 |  |  | 0.7 |  |  | 1 | All Day | 24.0 | 744 | 672 | 744 | 720 | 744 | 720 | 744 | 744 | 720 | 744 | 720 | 744 | [12 empty] | 8760 | 0 | 0
429 | Ventilation | Exhaust Fan | EF-17 | Uniform | 0.009 | [5 empty] | 0.009 |  |  | 0.7 |  |  | 1 | All Day | 24.0 | 744 | 672 | 744 | 720 | 744 | 720 | 744 | 744 | 720 | 744 | 720 | 744 | [12 empty] | 8760 | 0 | 0
430 | Ventilation | Exhaust Fan | EF-18 | Uniform | 0.009 | [5 empty] | 0.009 |  |  | 0.7 |  |  | 1 | All Day | 24.0 | 744 | 672 | 744 | 720 | 744 | 720 | 744 | 744 | 720 | 744 | 720 | 744 | [12 empty] | 8760 | 0 | 0
431 | Ventilation | Exhaust Fan | EF-19 | Uniform | 0.009 | [5 empty] | 0.009 |  |  | 0.7 |  |  | 1 | All Day | 24.0 | 744 | 672 | 744 | 720 | 744 | 720 | 744 | 744 | 720 | 744 | 720 | 744 | [12 empty] | 8760 | 0 | 0
432 | Ventilation | Exhaust Fan | EF-20 | Uniform | 0.009 | [5 empty] | 0.009 |  |  | 0.7 |  |  | 1 | All Day | 24.0 | 744 | 672 | 744 | 720 | 744 | 720 | 744 | 744 | 720 | 744 | 720 | 744 | [12 empty] | 8760 | 0 | 0
433 | Ventilation | Exhaust Fan | EF-21 | Uniform | 0.167 | [5 empty] | 0.167 | 0.75 | 0.75 | 0.7 | 0.12458 |  | 1 | All Day | 24.0 | 744 | 672 | 744 | 720 | 744 | 720 | 744 | 744 | 720 | 744 | 720 | 744 | 92.689 | 83.7191 | 92.689 | 89.699 | 92.689 | 89.699 | 92.689 | 92.689 | 89.699 | 92.689 | 89.699 | 92.689 | 8760 | 1091.3383 | 0.19634
434 | Ventilation | Exhaust Fan | EF-23 | Uniform | 0.009 | [5 empty] | 0.009 |  |  | 0.7 |  |  | 1 | All Day | 24.0 | 744 | 672 | 744 | 720 | 744 | 720 | 744 | 744 | 720 | 744 | 720 | 744 | [12 empty] | 8760 | 0 | 0
435 | Ventilation | Exhaust Fan | EF-24 | Uniform | 0.009 | [5 empty] | 0.009 |  |  | 0.7 |  |  | 1 | All Day | 24.0 | 744 | 672 | 744 | 720 | 744 | 720 | 744 | 744 | 720 | 744 | 720 | 744 | [12 empty] | 8760 | 0 | 0
436 | Ventilation | Exhaust Fan | EF-25 | Uniform | 0.009 | [5 empty] | 0.009 |  |  | 0.7 |  |  | 1 | All Day | 24.0 | 744 | 672 | 744 | 720 | 744 | 720 | 744 | 744 | 720 | 744 | 720 | 744 | [12 empty] | 8760 | 0 | 0
437 | Ventilation | Exhaust Fan | EF-26 | Uniform | 0.009 | [5 empty] | 0.009 |  |  | 0.7 |  |  | 1 | All Day | 24.0 | 744 | 672 | 744 | 720 | 744 | 720 | 744 | 744 | 720 | 744 | 720 | 744 | [12 empty] | 8760 | 0 | 0
438 | Ventilation | Exhaust Fan | EF-27 | Uniform | 0.009 | [5 empty] | 0.009 |  |  | 0.7 |  |  | 1 | All Day | 24.0 | 744 | 672 | 744 | 720 | 744 | 720 | 744 | 744 | 720 | 744 | 720 | 744 | [12 empty] | 8760 | 0 | 0
439 | Ventilation | Transfer Fan | TF-1 | Uniform | 0.009 | [5 empty] | 0.009 |  |  | 0.7 |  |  | 1 | All Day | 24.0 | 744 | 672 | 744 | 720 | 744 | 720 | 744 | 744 | 720 | 744 | 720 | 744 | [12 empty] | 8760 | 0 | 0
440 | Ventilation | Exhaust Fan | RH-1 | Uniform | frac | [5 empty] | frac | 0 | 0 | 0 |  |  | 1 | All Day | 24.0 | 744 | 672 | 744 | 720 | 744 | 720 | 744 | 744 | 720 | 744 | 720 | 744 | [12 empty] | 8760 | 0 | 0
441 | Pump | AHWH-2 Recirc Pump | P-2 | Uniform | 0.15 | [5 empty] | 0.15 | 0.75 | 0.75 | 0.7 | 0.1119 |  | 1 | All Day | 24.0 | 744 | 672 | 744 | 720 | 744 | 720 | 744 | 744 | 720 | 744 | 720 | 744 | 83.2536 | 75.1968 | 83.2536 | 80.568 | 83.2536 | 80.568 | 83.2536 | 83.2536 | 80.568 | 83.2536 | 80.568 | 83.2536 | 8760 | 980.244 | 0.17636
442 | Ventilation | North / South AHU | NS AHU Fan | Uniform | 75.0 | [5 empty] | 75.0 | 0.75 | 0.935 | 0.828 | 44.8797 |  | 1 | All Day | 24.0 | 744 | 672 | 744 | 720 | 744 | 720 | 744 | 744 | 720 | 744 | 720 | 744 | 33390.4813 | 30159.1444 | 33390.4813 | 32313.369 | 33390.4813 | 32313.369 | 33390.4813 | 33390.4813 | 32313.369 | 33390.4813 | 32313.369 | 33390.4813 | 8760 | 393145.9893 | 9.7918
443 | Ventilation | East AHU | E AHU Supply Fan | Uniform | 100.0 | [5 empty] | 100.0 | 0.75 | 0.9375 | 0.82325 | 59.68 |  | 1 | All Day | 24.0 | 744 | 672 | 744 | 720 | 744 | 720 | 744 | 744 | 720 | 744 | 720 | 744 | 44401.92 | 40104.96 | 44401.92 | 42969.6 | 44401.92 | 42969.6 | 44401.92 | 44401.92 | 42969.6 | 44401.92 | 42969.6 | 44401.92 | 8760 | 522796.8 | 13.021
444 | Ventilation | West AHU | W AHU Supply Fan | Uniform | 100.0 | [5 empty] | 100.0 | 0.75 | 0.9375 | 0.82325 | 59.68 |  | 1 | All Day | 24.0 | 744 | 672 | 744 | 720 | 744 | 720 | 744 | 744 | 720 | 744 | 720 | 744 | 44401.92 | 40104.96 | 44401.92 | 42969.6 | 44401.92 | 42969.6 | 44401.92 | 44401.92 | 42969.6 | 44401.92 | 42969.6 | 44401.92 | 8760 | 522796.8 | 13.021
445 | Data centre Server |  |  | Uniform |  | 153 |  |  |  |  | 205.09383378016100 | 0.75 | 0.94588 | 0.835 | 121.3162 |  | 1 | All Day | 24.0 | 744 | 672 | 744 | 720 | 744 | 720 | 744 | 744 | 720 | 744 | 720 | 744 | 90259.2837 | 81524.5143 | 90259.2837 | 87347.6939 | 90259.2837 | 87347.6939 | 90259.2837 | 90259.2837 | 87347.6939 | 90259.2837 | 87347.6939 | 90259.2837 | 8760 | 1062730.2762 | 26.4687
446 | Pump | Domestic Hot Water Circ Pump | P-11 | Uniform |  | 0.18 |  |  |  |  | 0.24128686327077700 | 0.75 | 0.75 | 0.7 | 0.18 |  | 1 | All Day | 24.0 | 744 | 672 | 744 | 720 | 744 | 720 | 744 | 744 | 720 | 744 | 720 | 744 | 133.92 | 120.96 | 133.92 | 129.6 | 133.92 | 129.6 | 133.92 | 133.92 | 129.6 | 133.92 | 129.6 | 133.92 | 8760 | 1576.8 | 0.26225
447 | Pump | SOLAR BUFFER TANK PUMP | P-12 | Uniform |  | 0.18 |  |  |  |  | 0.24128686327077700 | 0.75 | 0.75 | 0.7 | 0.18 |  | 1 | All Day | 24.0 | 744 | 672 | 744 | 720 | 744 | 720 | 744 | 744 | 720 | 744 | 720 | 744 | 133.92 | 120.96 | 133.92 | 129.6 | 133.92 | 129.6 | 133.92 | 133.92 | 129.6 | 133.92 | 129.6 | 133.92 | 8760 | 1576.8 | 0.26225
448 | Ventilation | HRV |  | Uniform |  |  | 1 |  | 120.0 | 1.5 | 0.24128686327077700 | 0.75 | 0.75 | 0.67 | 0.1206 |  | 1 | All Day | 24.0 | 744 | 672 | 744 | 720 | 744 | 720 | 744 | 744 | 720 | 744 | 720 | 744 | 89.7264 | 81.0432 | 89.7264 | 86.832 | 89.7264 | 86.832 | 89.7264 | 89.7264 | 86.832 | 89.7264 | 86.832 | 89.7264 | 8760 | 1056.456 | 3.065
449 | Ventilation | HRV |  | Uniform |  |  | 1 |  | 120.0 | 1.5 | 0.24128686327077700 | 0.75 | 0.75 | 0.67 | 0.1206 |  | 1 | All Day | 24.0 | 744 | 672 | 744 | 720 | 744 | 720 | 744 | 744 | 720 | 744 | 720 | 744 | 89.7264 | 81.0432 | 89.7264 | 86.832 | 89.7264 | 86.832 | 89.7264 | 89.7264 | 86.832 | 89.7264 | 86.832 | 89.7264 | 8760 | 1056.456 | 3.065
450 | Ventilation | Indoor Fan |  | Uniform |  |  | 1 |  | 208.0 | 0.15 | 0.04182305630026810 | 0.75 | 0.75 | 0.67 | 0.020904 |  | 1 | All Day | 24.0 | 744 | 672 | 744 | 720 | 744 | 720 | 744 | 744 | 720 | 744 | 720 | 744 | 15.5526 | 14.0475 | 15.5526 | 15.0509 | 15.5526 | 15.0509 | 15.5526 | 15.5526 | 15.0509 | 15.5526 | 15.0509 | 15.5526 | 8760 | 183.119 | 0.53126
451 | Ventilation | Indoor Fan |  | Uniform |  |  | 1 |  | 208.0 | 0.15 | 0.04182305630026810 | 0.75 | 0.75 | 0.67 | 0.020904 |  | 1 | All Day | 24.0 | 744 | 672 | 744 | 720 | 744 | 720 | 744 | 744 | 720 | 744 | 720 | 744 | 15.5526 | 14.0475 | 15.5526 | 15.0509 | 15.5526 | 15.0509 | 15.5526 | 15.5526 | 15.0509 | 15.5526 | 15.0509 | 15.5526 | 8760 | 183.119 | 0.53126
452 | Ventilation | Indoor Fan |  | Uniform |  |  | 1 |  | 208.0 | 0.15 | 0.04182305630026810 | 0.75 | 0.75 | 0.67 | 0.020904 |  | 1 | All Day | 24.0 | 744 | 672 | 744 | 720 | 744 | 720 | 744 | 744 | 720 | 744 | 720 | 744 | 15.5526 | 14.0475 | 15.5526 | 15.0509 | 15.5526 | 15.0509 | 15.5526 | 15.5526 | 15.0509 | 15.5526 | 15.0509 | 15.5526 | 8760 | 183.119 | 0.53126
453 | Ventilation | Indoor Fan |  | Uniform |  |  | 1 |  | 208.0 | 0.15 | 0.04182305630026810 | 0.75 | 0.75 | 0.67 | 0.020904 |  | 1 | All Day | 24.0 | 744 | 672 | 744 | 720 | 744 | 720 | 744 | 744 | 720 | 744 | 720 | 744 | 15.5526 | 14.0475 | 15.5526 | 15.0509 | 15.5526 | 15.0509 | 15.5526 | 15.5526 | 15.0509 | 15.5526 | 15.0509 | 15.5526 | 8760 | 183.119 | 0.53126
454 | Ventilation | Indoor Fan |  | Uniform |  |  | 1 |  | 208.0 | 0.15 | 0.04182305630026810 | 0.75 | 0.75 | 0.67 | 0.020904 |  | 1 | All Day | 24.0 | 744 | 672 | 744 | 720 | 744 | 720 | 744 | 744 | 720 | 744 | 720 | 744 | 15.5526 | 14.0475 | 15.5526 | 15.0509 | 15.5526 | 15.0509 | 15.5526 | 15.5526 | 15.0509 | 15.5526 | 15.0509 | 15.5526 | 8760 | 183.119 | 0.53126
455 | Ventilation | Indoor Fan |  | Uniform |  |  | 1 |  | 208.0 | 0.15 | 0.04182305630026810 | 0.75 | 0.75 | 0.67 | 0.020904 |  | 1 | All Day | 24.0 | 744 | 672 | 744 | 720 | 744 | 720 | 744 | 744 | 720 | 744 | 720 | 744 | 15.5526 | 14.0475 | 15.5526 | 15.0509 | 15.5526 | 15.0509 | 15.5526 | 15.5526 | 15.0509 | 15.5526 | 15.0509 | 15.5526 | 8760 | 183.119 | 0.53126
456 | Ventilation | Indoor Fan |  | Uniform |  |  | 1 |  | 208.0 | 0.15 | 0.04182305630026810 | 0.75 | 0.75 | 0.67 | 0.020904 |  | 1 | All Day | 24.0 | 744 | 672 | 744 | 720 | 744 | 720 | 744 | 744 | 720 | 744 | 720 | 744 | 15.5526 | 14.0475 | 15.5526 | 15.0509 | 15.5526 | 15.0509 | 15.5526 | 15.5526 | 15.0509 | 15.5526 | 15.0509 | 15.5526 | 8760 | 183.119 | 0.53126
457 | Ventilation | Indoor Fan |  | Uniform |  |  | 1 |  | 208.0 | 0.15 | 0.04182305630026810 | 0.75 | 0.75 | 0.67 | 0.020904 |  | 1 | All Day | 24.0 | 744 | 672 | 744 | 720 | 744 | 720 | 744 | 744 | 720 | 744 | 720 | 744 | 15.5526 | 14.0475 | 15.5526 | 15.0509 | 15.5526 | 15.0509 | 15.5526 | 15.5526 | 15.0509 | 15.5526 | 15.0509 | 15.5526 | 8760 | 183.119 | 0.53126
458 | Ventilation | Supply Fan 1 | AHU-1 | Uniform | 60.0 | [5 empty] | 60.0 | 0.75 | 0.93063 | 0.82325 | 36.0725 | 0.75 | 1 | All Day | 24.0 | 744 | 672 | 744 | 720 | 744 | 720 | 744 | 744 | 720 | 744 | 720 | 744 | 15096.3546 | 13635.4171 | 15096.3546 | 14609.3754 | 15096.3546 | 14609.3754 | 15096.3546 | 15096.3546 | 14609.3754 | 15096.3546 | 14609.3754 | 15096.3546 | 8760 | 177747.4009 | 3.3651
459 | Ventilation | Supply Fan 2 | AHU-1 | Uniform | 60.0 | [5 empty] | 60.0 | 0.75 | 0.93063 | 0.82325 | 36.0725 | 0.75 | 1 | All Day | 24.0 | 744 | 672 | 744 | 720 | 744 | 720 | 744 | 744 | 720 | 744 | 720 | 744 | 15096.3546 | 13635.4171 | 15096.3546 | 14609.3754 | 15096.3546 | 14609.3754 | 15096.3546 | 15096.3546 | 14609.3754 | 15096.3546 | 14609.3754 | 15096.3546 | 8760 | 177747.4009 | 3.3651
460 | Ventilation | Supply Fan 1 | AHU-2 | Uniform | 60.0 | [5 empty] | 60.0 | 0.75 | 0.93063 | 0.82325 | 36.0725 | 0.75 | 1 | All Day | 24.0 | 744 | 672 | 744 | 720 | 744 | 720 | 744 | 744 | 720 | 744 | 720 | 744 | 15096.3546 | 13635.4171 | 15096.3546 | 14609.3754 | 15096.3546 | 14609.3754 | 15096.3546 | 15096.3546 | 14609.3754 | 15096.3546 | 14609.3754 | 15096.3546 | 8760 | 177747.4009 | 3.3651
461 | Ventilation | Supply Fan 2 | AHU-2 | Uniform | 60.0 | [5 empty] | 60.0 | 0.75 | 0.93063 | 0.82325 | 36.0725 | 0.75 | 1 | All Day | 24.0 | 744 | 672 | 744 | 720 | 744 | 720 | 744 | 744 | 720 | 744 | 720 | 744 | 15096.3546 | 13635.4171 | 15096.3546 | 14609.3754 | 15096.3546 | 14609.3754 | 15096.3546 | 15096.3546 | 14609.3754 | 15096.3546 | 14609.3754 | 15096.3546 | 8760 | 177747.4009 | 3.3651
462 | Ventilation | Supply Fan 1 | AHU-3 | Uniform | 60.0 | [5 empty] | 60.0 | 0.75 | 0.93063 | 0.82325 | 36.0725 | 0.7 | 1 | All Day | 24.0 | 744 | 672 | 744 | 720 | 744 | 720 | 744 | 744 | 720 | 744 | 720 | 744 | 13150.6022 | 11877.9633 | 13150.6022 | 12726.3893 | 13150.6022 | 12726.3893 | 13150.6022 | 13150.6022 | 12726.3893 | 13150.6022 | 12726.3893 | 13150.6022 | 8760 | 154837.7359 | 2.9314
463 | Ventilation | Supply Fan 2 | AHU-3 | Uniform | 60.0 | [5 empty] | 60.0 | 0.75 | 0.93063 | 0.82325 | 36.0725 | 0.7 | 1 | All Day | 24.0 | 744 | 672 | 744 | 720 | 744 | 720 | 744 | 744 | 720 | 744 | 720 | 744 | 13150.6022 | 11877.9633 | 13150.6022 | 12726.3893 | 13150.6022 | 12726.3893 | 13150.6022 | 13150.6022 | 12726.3893 | 13150.6022 | 12726.3893 | 13150.6022 | 8760 | 154837.7359 | 2.9314
464 | Ventilation | Supply Fan - Replacement Units |  | Uniform | 45.0 | [5 empty] | 45.0 | 0.75 | 0.92175 | 0.80875 | 27.3149 |  | 1 | All Day | 24.0 | 744 | 672 | 744 | 720 | 744 | 720 | 744 | 744 | 720 | 744 | 720 | 744 | 20322.2783 | 18355.6062 | 20322.2783 | 19666.7209 | 20322.2783 | 19666.7209 | 20322.2783 | 20322.2783 | 19666.7209 | 20322.2783 | 19666.7209 | 20322.2783 | 8760 | 239278.4378 | 18.9605
465 | Ventilation | Supply Fan - Loading Bay/Entrances |  | Uniform | 6.0 | [5 empty] | 6.0 | 0.75 | 0.87 | 0.758 | 3.8586 |  | 1 | All Day | 24.0 | 744 | 672 | 744 | 720 | 744 | 720 | 744 | 744 | 720 | 744 | 720 | 744 | 2870.8138 | 2592.9931 | 2870.8138 | 2778.2069 | 2870.8138 | 2778.2069 | 2870.8138 | 2870.8138 | 2778.2069 | 2870.8138 | 2778.2069 | 2870.8138 | 8760 | 33801.5172 | 2.6784
466 | Ventilation | Exhaust Fan | Fujitsu | Uniform |  |  | 1 |  | 208.0 | 0.1 | 0.027882037533512100 | 0.75 | 0.75 | 0.67 | 0.013936 |  | 1 | All Day | 24.0 | 744 | 672 | 744 | 720 | 744 | 720 | 744 | 744 | 720 | 744 | 720 | 744 | 10.3684 | 9.365 | 10.3684 | 10.0339 | 10.3684 | 10.0339 | 10.3684 | 10.3684 | 10.0339 | 10.3684 | 10.0339 | 10.3684 | 8760 | 122.0794 | 0.14404
467 | Pump | Pump | P2 | Uniform |  | 0.85 |  |  |  |  | 1.1394101876675600 | 0.75 | 0.75 | 0.65475 | 0.85 |  | 1 | All Day | 24.0 | 744 | 672 | 744 | 720 | 744 | 720 | 744 | 744 | 720 | 744 | 720 | 744 | 632.4 | 571.2 | 632.4 | 612 | 632.4 | 612 | 632.4 | 632.4 | 612 | 632.4 | 612 | 632.4 | 8760 | 7446 | 8.7857
468 | Ventilation | Exhaust fan | EF-25 | Uniform |  | 0.822 |  |  |  |  | 1.101876675603220 | 0.75 | 0.75 | 0.65475 | 0.822 |  | 1 | All Day | 24.0 | 744 | 672 | 744 | 720 | 744 | 720 | 744 | 744 | 720 | 744 | 720 | 744 | 611.568 | 552.384 | 611.568 | 591.84 | 611.568 | 591.84 | 611.568 | 611.568 | 591.84 | 611.568 | 591.84 | 611.568 | 8760 | 7200.72 | 1.2307
469 | Ventilation | Exhaust fan | EF-26 | Uniform |  | 0.35 |  |  |  |  | 0.4691689008042900 | 0.75 | 0.75 | 0.7 | 0.35 |  | 1 | All Day | 24.0 | 744 | 672 | 744 | 720 | 744 | 720 | 744 | 744 | 720 | 744 | 720 | 744 | 260.4 | 235.2 | 260.4 | 252 | 260.4 | 252 | 260.4 | 260.4 | 252 | 260.4 | 252 | 260.4 | 8760 | 3066 | 0.52401
470 | Ventilation | Exhaust fan | EF-27 | Uniform |  | 0.822 |  |  |  |  | 1.101876675603220 | 0.75 | 0.75 | 0.65475 | 0.822 |  | 1 | All Day | 24.0 | 744 | 672 | 744 | 720 | 744 | 720 | 744 | 744 | 720 | 744 | 720 | 744 | 611.568 | 552.384 | 611.568 | 591.84 | 611.568 | 591.84 | 611.568 | 611.568 | 591.84 | 611.568 | 591.84 | 611.568 | 8760 | 7200.72 | 1.2307
471 | Ventilation | Exhaust fan | EF-35 | Uniform |  | 0.786 |  |  |  |  | 1.0536193029490600 | 0.75 | 0.75 | 0.65475 | 0.786 |  | 1 | All Day | 24.0 | 744 | 672 | 744 | 720 | 744 | 720 | 744 | 744 | 720 | 744 | 720 | 744 | 584.784 | 528.192 | 584.784 | 565.92 | 584.784 | 565.92 | 584.784 | 584.784 | 565.92 | 584.784 | 565.92 | 584.784 | 8760 | 6885.36 | 1.1768
472 | Ventilation | Supply Fan | Eco-Air | Uniform |  |  | 1 |  | 208.0 | 0.78 | 0.2174798927613940 | 0.75 | 0.75 | 0.67 | 0.1087 |  | 1 | All Day | 24.0 | 744 | 672 | 744 | 720 | 744 | 720 | 744 | 744 | 720 | 744 | 720 | 744 | 80.8734 | 73.0469 | 80.8734 | 78.2646 | 80.8734 | 78.2646 | 80.8734 | 80.8734 | 78.2646 | 80.8734 | 78.2646 | 80.8734 | 8760 | 952.219 | 0.57818
473 | Ventilation | Supply Fan | Fujitsu | Uniform |  |  | 1 |  | 208.0 | 1.2 | 0.3345844504021450 | 0.75 | 0.75 | 0.67 | 0.16723 |  | 1 | All Day | 24.0 | 744 | 672 | 744 | 720 | 744 | 720 | 744 | 744 | 720 | 744 | 720 | 744 | 124.4206 | 112.3799 | 124.4206 | 120.407 | 124.4206 | 120.407 | 124.4206 | 124.4206 | 120.407 | 124.4206 | 120.407 | 124.4206 | 8760 | 1464.9523 | 0.88951
474 | Pump | Pump | PP-3 | Uniform | 0.03 | [5 empty] | 0.03 | 0.75 | 0.75 | 0.7 | 0.02238 |  | 1 | All Day | 24.0 | 744 | 672 | 744 | 720 | 744 | 720 | 744 | 744 | 720 | 744 | 720 | 744 | 16.6507 | 15.0394 | 16.6507 | 16.1136 | 16.6507 | 16.1136 | 16.6507 | 16.6507 | 16.1136 | 16.6507 | 16.1136 | 16.6507 | 8760 | 196.0488 | 0.11904
475 | Pump | Pump | PP-5 | Uniform | 0.03 | [5 empty] | 0.03 | 0.3 | 0.75 | 0.7 | 0.008952 |  | 1 | All Day | 24.0 | 744 | 672 | 744 | 720 | 744 | 720 | 744 | 744 | 720 | 744 | 720 | 744 | 6.6603 | 6.0157 | 6.6603 | 6.4454 | 6.6603 | 6.4454 | 6.6603 | 6.6603 | 6.4454 | 6.6603 | 6.4454 | 6.6603 | 8760 | 78.4195 | 0.047616
476 | Pump | Pump | PP-B1 | Uniform | 0.7 | [5 empty] | 0.7 | 0.75 | 0.75 | 0.7 | 0.5222 |  | 1 | All Day | 24.0 | 744 | 672 | 744 | 720 | 744 | 720 | 744 | 744 | 720 | 744 | 720 | 744 | 388.5168 | 350.9184 | 388.5168 | 375.984 | 388.5168 | 375.984 | 388.5168 | 388.5168 | 375.984 | 388.5168 | 375.984 | 388.5168 | 8760 | 4574.472 | 2.7776
477 | Pump | Pump | PP-B2 | Uniform | 0.7 | [5 empty] | 0.7 | 0.75 | 0.75 | 0.7 | 0.5222 |  | 1 | All Day | 24.0 | 744 | 672 | 744 | 720 | 744 | 720 | 744 | 744 | 720 | 744 | 720 | 744 | 388.5168 | 350.9184 | 388.5168 | 375.984 | 388.5168 | 375.984 | 388.5168 | 388.5168 | 375.984 | 388.5168 | 375.984 | 388.5168 | 8760 | 4574.472 | 2.7776
478 | Ventilation | Penn Centrex SX105T | EF9 | Uniform |  | 0.125 |  |  |  |  | 0.1675603217158180 | 0.75 | 0.75 | 0.7 | 0.125 |  | 1 |  | 24.0 | 744 | 672 | 744 | 720 | 744 | 720 | 744 | 744 | 720 | 744 | 720 | 744 | 93 | 84 | 93 | 90 | 93 | 90 | 93 | 93 | 90 | 93 | 90 | 93 | 8760 | 1095 | 0.36522
479 | Ventilation | Penn Centrex SX105T | EF10 | Uniform |  | 0.125 |  |  |  |  | 0.1675603217158180 | 0.75 | 0.75 | 0.7 | 0.125 |  | 1 |  | 24.0 | 744 | 672 | 744 | 720 | 744 | 720 | 744 | 744 | 720 | 744 | 720 | 744 | 93 | 84 | 93 | 90 | 93 | 90 | 93 | 93 | 90 | 93 | 90 | 93 | 8760 | 1095 | 0.36522
480 | Ventilation | Exhaust Fan |  | Uniform | frac. | [5 empty] | frac. | 0 | 0 | 0 |  |  | 1 | All Day | 24.0 | 744 | 672 | 744 | 720 | 744 | 720 | 744 | 744 | 720 | 744 | 720 | 744 | [12 empty] | 8760 | 0 | 0
481 | Ventilation | Exhaust Fan |  | Uniform | frac. | [5 empty] | frac. | 0 | 0 | 0 |  |  | 1 | All Day | 24.0 | 744 | 672 | 744 | 720 | 744 | 720 | 744 | 744 | 720 | 744 | 720 | 744 | [12 empty] | 8760 | 0 | 0
482 | Ventilation | Exhaust Fan | EF-1 | Uniform | 0.08 | [5 empty] | 0.08 | 0.75 | 0.75 | 0.7 | 0.05968 |  | 1 | All Day | 24.0 | 744 | 672 | 744 | 720 | 744 | 720 | 744 | 744 | 720 | 744 | 720 | 744 | 44.4019 | 40.105 | 44.4019 | 42.9696 | 44.4019 | 42.9696 | 44.4019 | 44.4019 | 42.9696 | 44.4019 | 42.9696 | 44.4019 | 8760 | 522.7968 | 0.64915
483 | Pump | DHW Circ Pump | CP-1 | Uniform |  | 0.16 |  |  |  |  | 0.21447721179624700 | 0.75 | 0.75 | 0.7 | 0.16 |  | 1 | All Day | 24.0 | 744 | 672 | 744 | 720 | 744 | 720 | 744 | 744 | 720 | 744 | 720 | 744 | 119.04 | 107.52 | 119.04 | 115.2 | 119.04 | 115.2 | 119.04 | 119.04 | 115.2 | 119.04 | 115.2 | 119.04 | 8760 | 1401.6 | 1.7404
484 | Pump | Chilled water pump | P1001 | Uniform | 60.0 | [5 empty] | 60.0 | 0.75 | 0.93063 | 0.82325 | 36.0725 | 0.8 | 1 | All Day | 24.0 | 744 | 672 | 744 | 720 | 744 | 720 | 744 | 744 | 720 | 744 | 720 | 744 | 17176.2968 | 15514.0745 | 17176.2968 | 16622.2227 | 17176.2968 | 16622.2227 | 17176.2968 | 17176.2968 | 16622.2227 | 17176.2968 | 16622.2227 | 17176.2968 | 8760 | 202237.0428 | 12.1197
485 | Pump | Chilled water pump | P1002 | Uniform | 60.0 | [5 empty] | 60.0 | 0.75 | 0.93063 | 0.82325 | 36.0725 | 0.8 | 1 | All Day | 24.0 | 744 | 672 | 744 | 720 | 744 | 720 | 744 | 744 | 720 | 744 | 720 | 744 | 17176.2968 | 15514.0745 | 17176.2968 | 16622.2227 | 17176.2968 | 16622.2227 | 17176.2968 | 17176.2968 | 16622.2227 | 17176.2968 | 16622.2227 | 17176.2968 | 8760 | 202237.0428 | 12.1197
486 | Ventilation | Exhaust Fan | EF-23 | Uniform |  |  | 1 |  | 120.0 | 2.2 | 0.353887399463807 | 0.75 | 0.75 | 0.67 | 0.17688 |  | 1 | 24.0 | 24.0 | 744 | 672 | 744 | 720 | 744 | 720 | 744 | 744 | 720 | 744 | 720 | 744 | 131.5987 | 118.8634 | 131.5987 | 127.3536 | 131.5987 | 127.3536 | 131.5987 | 131.5987 | 127.3536 | 131.5987 | 127.3536 | 131.5987 | 8760 | 1549.4688 | 0.4529
487 | Ventilation | Exhaust Fan | EF-30 | Uniform |  |  | 1 |  | 120.0 | 1.7 | 0.27345844504021400 | 0.75 | 0.75 | 0.67 | 0.13668 |  | 1 | 24.0 | 24.0 | 744 | 672 | 744 | 720 | 744 | 720 | 744 | 744 | 720 | 744 | 720 | 744 | 101.6899 | 91.849 | 101.6899 | 98.4096 | 101.6899 | 98.4096 | 101.6899 | 101.6899 | 98.4096 | 101.6899 | 98.4096 | 101.6899 | 8760 | 1197.3168 | 0.34997
488 | Miscellaneous electricity | DDC Controls System |  | Uniform |  |  | 1 |  | 120.0 | 15 | 2.412868632707780 | 0.75 | 0.75 | 0.745 | 1.341 |  | 1 | 24.0 | 24.0 | 744 | 672 | 744 | 720 | 744 | 720 | 744 | 744 | 720 | 744 | 720 | 744 | 997.704 | 901.152 | 997.704 | 965.52 | 997.704 | 965.52 | 997.704 | 997.704 | 965.52 | 997.704 | 965.52 | 997.704 | 8760 | 11747.16 | 3.4337
489 | Miscellaneous electricity | Vending Machines |  | Uniform |  | 0.6 |  |  |  |  | 0.8042895442359250 | 0.75 | 0.75 | 0.511 | 0.6 |  | 1 | 24.0 | 24.0 | 744 | 672 | 744 | 720 | 744 | 720 | 744 | 744 | 720 | 744 | 720 | 744 | 446.4 | 403.2 | 446.4 | 432 | 446.4 | 432 | 446.4 | 446.4 | 432 | 446.4 | 432 | 446.4 | 8760 | 5256 | 1.5363
490 | Ventilation | Supply Fan | AHU-4 | Uniform | 4.0 | [5 empty] | 4.0 | 0.75 | 0.86 | 0.71525 | 2.6023 |  | 1 | AHU-4 AHU-5 | 24.0 | 744 | 672 | 744 | 720 | 744 | 720 | 744 | 744 | 720 | 744 | 720 | 744 | 1936.1302 | 1748.7628 | 1936.1302 | 1873.6744 | 1936.1302 | 1873.6744 | 1936.1302 | 1936.1302 | 1873.6744 | 1936.1302 | 1873.6744 | 1936.1302 | 8760 | 22796.3721 | 5.338
491 | Ventilation | HR Units | HRU-1 | Uniform | 0.6666666667 | [5 empty] | 0.6666666667 | 0.75 | 0.75 | 0.7 | 0.49733 |  | 1 | All Day | 24.0 | 744 | 672 | 744 | 720 | 744 | 720 | 744 | 744 | 720 | 744 | 720 | 744 | 370.016 | 334.208 | 370.016 | 358.08 | 370.016 | 358.08 | 370.016 | 370.016 | 358.08 | 370.016 | 358.08 | 370.016 | 8760 | 4356.64 | 11.4221
492 | Ventilation | HR Units | HRU-2 | Uniform | 0.6666666667 | [5 empty] | 0.6666666667 | 0.75 | 0.75 | 0.7 | 0.49733 |  | 1 | All Day | 24.0 | 744 | 672 | 744 | 720 | 744 | 720 | 744 | 744 | 720 | 744 | 720 | 744 | 370.016 | 334.208 | 370.016 | 358.08 | 370.016 | 358.08 | 370.016 | 370.016 | 358.08 | 370.016 | 358.08 | 370.016 | 8760 | 4356.64 | 11.4221
493 | Ventilation | HR Units | HRU-3 | Uniform | 0.6666666667 | [5 empty] | 0.6666666667 | 0.75 | 0.75 | 0.7 | 0.49733 |  | 1 | All Day | 24.0 | 744 | 672 | 744 | 720 | 744 | 720 | 744 | 744 | 720 | 744 | 720 | 744 | 370.016 | 334.208 | 370.016 | 358.08 | 370.016 | 358.08 | 370.016 | 370.016 | 358.08 | 370.016 | 358.08 | 370.016 | 8760 | 4356.64 | 11.4221
494 | Ventilation | Return Fan | AHU-103 | Uniform |  |  | 3 | 15.8 | 208.0 |  | 7.6303106890004800 | 0.75 | 0.8825 | 0.7645 | 3.2638 |  | 1 | All Day | 24.0 | 744 | 672 | 744 | 720 | 744 | 720 | 744 | 744 | 720 | 744 | 720 | 744 | 2428.2463 | 2193.2547 | 2428.2463 | 2349.9158 | 2428.2463 | 2349.9158 | 2428.2463 | 2428.2463 | 2349.9158 | 2428.2463 | 2349.9158 | 2428.2463 | 8760 | 28590.6421 | 3.9453
495 | Ventilation | Supply Fan | RTU-1 | Uniform |  | 15 |  |  |  |  | 20.107238605898100 | 0.75 | 0.90412 | 0.79925 | 12.443 | 0.6 | 1 | RTUs (Labs) | 24.0 | 744 | 672 | 744 | 720 | 744 | 720 | 744 | 744 | 720 | 744 | 720 | 744 | 2315.8821 | 2090.4189 | 2346.6922 | 2343.1011 | 2616.4213 | 2883.9382 | 3120.6104 | 3175.4804 | 2753.5532 | 2428.8781 | 2251.2097 | 2314.3924 | 8760 | 30640.5779 | 3.6349
496 | Ventilation | Return Fan | RTU-1 | Uniform |  | 6 |  |  |  |  | 8.04289544235925 | 0.75 | 0.8825 | 0.7645 | 5.0992 | 0.5 | 1 | RTUs (Labs) | 24.0 | 744 | 672 | 744 | 720 | 744 | 720 | 744 | 744 | 720 | 744 | 720 | 744 | 949.0524 | 856.6572 | 961.6785 | 960.2068 | 1072.2139 | 1181.8428 | 1278.8314 | 1301.3173 | 1128.4108 | 995.3584 | 922.5496 | 948.4419 | 8760 | 12556.5609 | 1.4896
497 | Ventilation | Supply Fan | RTU-2 | Uniform |  | 15 |  |  |  |  | 20.107238605898100 | 0.75 | 0.90412 | 0.79925 | 12.443 | 0.6 | 1 | RTUs (Labs) | 24.0 | 744 | 672 | 744 | 720 | 744 | 720 | 744 | 744 | 720 | 744 | 720 | 744 | 2315.8821 | 2090.4189 | 2346.6922 | 2343.1011 | 2616.4213 | 2883.9382 | 3120.6104 | 3175.4804 | 2753.5532 | 2428.8781 | 2251.2097 | 2314.3924 | 8760 | 30640.5779 | 3.6349
498 | Ventilation | Return Fan | RTU-2 | Uniform |  | 6 |  |  |  |  | 8.04289544235925 | 0.75 | 0.8825 | 0.7645 | 5.0992 | 0.5 | 1 | RTUs (Labs) | 24.0 | 744 | 672 | 744 | 720 | 744 | 720 | 744 | 744 | 720 | 744 | 720 | 744 | 949.0524 | 856.6572 | 961.6785 | 960.2068 | 1072.2139 | 1181.8428 | 1278.8314 | 1301.3173 | 1128.4108 | 995.3584 | 922.5496 | 948.4419 | 8760 | 12556.5609 | 1.4896
499 | Ventilation | Supply Fan | RTU-3 | Uniform |  | 20 |  |  |  |  | 26.80965147453080 | 0.75 | 0.9115 | 0.80375 | 16.4564 | 0.6 | 1 | RTUs (Labs) | 24.0 | 744 | 672 | 744 | 720 | 744 | 720 | 744 | 744 | 720 | 744 | 720 | 744 | 3062.8588 | 2764.6736 | 3103.6067 | 3098.8572 | 3460.3355 | 3814.1388 | 4127.1485 | 4199.7166 | 3641.6987 | 3212.3012 | 2977.3268 | 3060.8886 | 8760 | 40523.5509 | 4.8073
500 | Ventilation | Return Fan | RTU-3 | Uniform |  | 10 |  |  |  |  | 13.404825737265400 | 0.75 | 0.89338 | 0.78375 | 8.3951 | 0.5 | 1 | RTUs (Labs) | 24.0 | 744 | 672 | 744 | 720 | 744 | 720 | 744 | 744 | 720 | 744 | 720 | 744 | 1562.4994 | 1410.382 | 1583.2867 | 1580.8638 | 1765.2698 | 1945.7605 | 2105.4405 | 2142.4607 | 1857.7911 | 1638.7365 | 1518.8657 | 1561.4943 | 8760 | 20672.8511 | 2.4524
501 | Ventilation | Supply Fan | RTU-4 | Uniform |  | 20 |  |  |  |  | 26.80965147453080 | 0.75 | 0.9115 | 0.80375 | 16.4564 | 0.6 | 1 | RTUs (Labs) | 24.0 | 744 | 672 | 744 | 720 | 744 | 720 | 744 | 744 | 720 | 744 | 720 | 744 | 3062.8588 | 2764.6736 | 3103.6067 | 3098.8572 | 3460.3355 | 3814.1388 | 4127.1485 | 4199.7166 | 3641.6987 | 3212.3012 | 2977.3268 | 3060.8886 | 8760 | 40523.5509 | 4.8073
502 | Ventilation | Return Fan | RTU-4 | Uniform |  | 10 |  |  |  |  | 13.404825737265400 | 0.75 | 0.89338 | 0.78375 | 8.3951 | 0.5 | 1 | RTUs (Labs) | 24.0 | 744 | 672 | 744 | 720 | 744 | 720 | 744 | 744 | 720 | 744 | 720 | 744 | 1562.4994 | 1410.382 | 1583.2867 | 1580.8638 | 1765.2698 | 1945.7605 | 2105.4405 | 2142.4607 | 1857.7911 | 1638.7365 | 1518.8657 | 1561.4943 | 8760 | 20672.8511 | 2.4524
503 | Ventilation | Supply Fan | RTU-5 | Uniform |  | 15 |  |  |  |  | 20.107238605898100 | 0.75 | 0.90412 | 0.79925 | 12.443 | 0.6 | 1 | RTUs (Labs) | 24.0 | 744 | 672 | 744 | 720 | 744 | 720 | 744 | 744 | 720 | 744 | 720 | 744 | 2315.8821 | 2090.4189 | 2346.6922 | 2343.1011 | 2616.4213 | 2883.9382 | 3120.6104 | 3175.4804 | 2753.5532 | 2428.8781 | 2251.2097 | 2314.3924 | 8760 | 30640.5779 | 3.6349
504 | Ventilation | Return Fan | RTU-5 | Uniform |  | 6 |  |  |  |  | 8.04289544235925 | 0.75 | 0.8825 | 0.7645 | 5.0992 | 0.5 | 1 | RTUs (Labs) | 24.0 | 744 | 672 | 744 | 720 | 744 | 720 | 744 | 744 | 720 | 744 | 720 | 744 | 949.0524 | 856.6572 | 961.6785 | 960.2068 | 1072.2139 | 1181.8428 | 1278.8314 | 1301.3173 | 1128.4108 | 995.3584 | 922.5496 | 948.4419 | 8760 | 12556.5609 | 1.4896
505 | Ventilation | Supply Fan | AHU-1 | Uniform |  | 10 |  |  |  |  | 13.404825737265400 | 0.75 | 0.89338 | 0.78375 | 8.3951 | 1 | 1 | AHU-1 | 24.0 | 744 | 672 | 744 | 720 | 744 | 720 | 744 | 744 | 720 | 744 | 720 | 744 | 3541.1776 | 3215.7238 | 3737.4138 | 3912.2735 | 4733.5064 | 5392.3428 | 5848.0637 | 5951.2797 | 5077.655 | 4234.9484 | 3572.1152 | 3551.1079 | 8760 | 52767.6078 | 6.2599
506 | Ventilation | Supply Fan | CRAC-1 | Uniform |  | 1.1 |  |  |  |  | 1.4745308310992000 | 0.75 | 0.75 | 0.65475 | 1.1 | 0.5 | 1 | 24h 7d | 24.0 | 744 | 672 | 744 | 720 | 744 | 720 | 744 | 744 | 720 | 744 | 720 | 744 | 204.6 | 184.8 | 204.6 | 198 | 204.6 | 198 | 204.6 | 204.6 | 198 | 204.6 | 198 | 204.6 | 8760 | 2409 | 0.28578
507 | Ventilation | Supply Fan | CRAC-2 | Uniform |  | 1.1 |  |  |  |  | 1.4745308310992000 | 0.75 | 0.75 | 0.65475 | 1.1 | 0.5 | 1 | 24h 7d | 24.0 | 744 | 672 | 744 | 720 | 744 | 720 | 744 | 744 | 720 | 744 | 720 | 744 | 204.6 | 184.8 | 204.6 | 198 | 204.6 | 198 | 204.6 | 204.6 | 198 | 204.6 | 198 | 204.6 | 8760 | 2409 | 0.28578
508 | Ventilation | Supply Fan | CRAC-3 | Uniform |  | 1.1 |  |  |  |  | 1.4745308310992000 | 0.75 | 0.75 | 0.65475 | 1.1 | 0.5 | 1 | 24h 7d | 24.0 | 744 | 672 | 744 | 720 | 744 | 720 | 744 | 744 | 720 | 744 | 720 | 744 | 204.6 | 184.8 | 204.6 | 198 | 204.6 | 198 | 204.6 | 204.6 | 198 | 204.6 | 198 | 204.6 | 8760 | 2409 | 0.28578
509 | Ventilation | Supply Fan | FC-1 | Uniform |  | 0.85 |  |  |  |  | 1.1394101876675600 | 0.75 | 0.75 | 0.65475 | 0.85 | 0.3 | 1 | 24h 7d | 24.0 | 744 | 672 | 744 | 720 | 744 | 720 | 744 | 744 | 720 | 744 | 720 | 744 | 56.916 | 51.408 | 56.916 | 55.08 | 56.916 | 55.08 | 56.916 | 56.916 | 55.08 | 56.916 | 55.08 | 56.916 | 8760 | 670.14 | 0.079499
510 | Ventilation | Supply Fan | FC-2 | Uniform |  | 0.85 |  |  |  |  | 1.1394101876675600 | 0.75 | 0.75 | 0.65475 | 0.85 | 0.3 | 1 | 24h 7d | 24.0 | 744 | 672 | 744 | 720 | 744 | 720 | 744 | 744 | 720 | 744 | 720 | 744 | 56.916 | 51.408 | 56.916 | 55.08 | 56.916 | 55.08 | 56.916 | 56.916 | 55.08 | 56.916 | 55.08 | 56.916 | 8760 | 670.14 | 0.079499
511 | Ventilation | Supply Fan | FC-1 | Uniform |  |  | 1 |  | 208 | 1.8 | 0.5018766756032170 | 0.75 | 0.75 | 0.67 | 0.25085 | 0.3 | 1 | 24h 7d | 24.0 | 744 | 672 | 744 | 720 | 744 | 720 | 744 | 744 | 720 | 744 | 720 | 744 | 16.7968 | 15.1713 | 16.7968 | 16.255 | 16.7968 | 16.255 | 16.7968 | 16.7968 | 16.255 | 16.7968 | 16.255 | 16.7968 | 8760 | 197.7686 | 0.023461
512 | Ventilation | Exhaust Fan | EF-1,2 | Uniform | 4.0 | [5 empty] | 4.0 | 0.75 | 0.86 | 0.71525 | 2.6023 | 1 | 1 | All Day | 24.0 | 744 | 672 | 744 | 720 | 744 | 720 | 744 | 744 | 720 | 744 | 720 | 744 | 1936.1302 | 1748.7628 | 1936.1302 | 1873.6744 | 1936.1302 | 1873.6744 | 1936.1302 | 1936.1302 | 1873.6744 | 1936.1302 | 1873.6744 | 1936.1302 | 8760 | 22796.3721 | 26.398
513 | Ventilation | Supply Fan | ACU-109 | Uniform | 8.3 | [5 empty] | 8.3 | 0.75 | 0.8825 | 0.7645 | 5.2622 | 0.55 | 1 | All Day | 24.0 | 744 | 672 | 744 | 720 | 744 | 720 | 744 | 744 | 720 | 744 | 720 | 744 | 1184.3001 | 1069.6905 | 1184.3001 | 1146.0969 | 1184.3001 | 1146.0969 | 1184.3001 | 1184.3001 | 1146.0969 | 1184.3001 | 1146.0969 | 1184.3001 | 8760 | 13944.1792 | 1.7502
514 | Pump | Circulation Pump | BP-1 | Uniform |  |  | 3 |  | 575.0 | 0.89 | 1.1881729232887000 | 0.75 | 0.75 | 0.65475 | 0.58036 |  | 1 | All Day | 24.0 | 744 | 672 | 744 | 720 | 744 | 720 | 744 | 744 | 720 | 744 | 720 | 744 | 431.7844 | 389.9988 | 431.7844 | 417.8558 | 431.7844 | 417.8558 | 431.7844 | 431.7844 | 417.8558 | 431.7844 | 417.8558 | 431.7844 | 8760 | 5083.9128 | 1.082
515 | Electric heating | Heating Cable | - | Uniform |  | 0.5 |  |  |  |  | 0.6702412868632710 | 0.75 | 0.75 | 0.7 | 0.5 |  | 1 | All Day | 24.0 | 744 | 672 | 744 | 720 | 744 | 720 | 744 | 744 | 720 | 744 | 720 | 744 | 372 | 336 | 372 | 360 | 372 | 360 | 372 | 372 | 360 | 372 | 360 | 372 | 8760 | 4380 | 0.93221
516 | Pump | Pump 3 - HX Pump |  | Uniform |  |  | 1 |  | 115.0 | 1.8 | 0.27747989276139400 | 0.75 | 0.75 | 0.67 | 0.13869 |  | 1 | All Day | 24.0 | 744 | 672 | 744 | 720 | 744 | 720 | 744 | 744 | 720 | 744 | 720 | 744 | 103.1854 | 93.1997 | 103.1854 | 99.8568 | 103.1854 | 99.8568 | 103.1854 | 103.1854 | 99.8568 | 103.1854 | 99.8568 | 103.1854 | 8760 | 1214.9244 | 1.5659
517 | Pump | Pump 3 - HX Pump |  | Uniform |  |  | 1 |  | 115.0 | 1.8 | 0.27747989276139400 | 0.75 | 0.75 | 0.67 | 0.13869 |  | 1 | All Day | 24.0 | 744 | 672 | 744 | 720 | 744 | 720 | 744 | 744 | 720 | 744 | 720 | 744 | 103.1854 | 93.1997 | 103.1854 | 99.8568 | 103.1854 | 99.8568 | 103.1854 | 103.1854 | 99.8568 | 103.1854 | 99.8568 | 103.1854 | 8760 | 1214.9244 | 1.5659
518 | Pump | DHW Circ Pump | P104A | Uniform |  |  | 3 |  | 575.0 | 3.6 | 4.806092723414980 | 0.75 | 0.86 | 0.71525 | 2.5644 |  | 1 | All Day | 24.0 | 744 | 672 | 744 | 720 | 744 | 720 | 744 | 744 | 720 | 744 | 720 | 744 | 1907.9271 | 1723.289 | 1907.9271 | 1846.3811 | 1907.9271 | 1846.3811 | 1907.9271 | 1907.9271 | 1846.3811 | 1907.9271 | 1846.3811 | 1907.9271 | 8760 | 22464.3029 | 0.40204
519 | Pump | DHW Circ Pump | P104B | Uniform |  |  | 3 |  | 575.0 | 3.6 | 4.806092723414980 | 0.75 | 0.86 | 0.71525 | 2.5644 |  | 1 | All Day | 24.0 | 744 | 672 | 744 | 720 | 744 | 720 | 744 | 744 | 720 | 744 | 720 | 744 | 1907.9271 | 1723.289 | 1907.9271 | 1846.3811 | 1907.9271 | 1846.3811 | 1907.9271 | 1907.9271 | 1846.3811 | 1907.9271 | 1846.3811 | 1907.9271 | 8760 | 22464.3029 | 0.40204
520 | Pump | DHW Circ Pump | P104C | Uniform |  |  | 3 |  | 575.0 | 3.6 | 4.806092723414980 | 0.75 | 0.86 | 0.71525 | 2.5644 |  | 1 | All Day | 24.0 | 744 | 672 | 744 | 720 | 744 | 720 | 744 | 744 | 720 | 744 | 720 | 744 | 1907.9271 | 1723.289 | 1907.9271 | 1846.3811 | 1907.9271 | 1846.3811 | 1907.9271 | 1907.9271 | 1846.3811 | 1907.9271 | 1846.3811 | 1907.9271 | 8760 | 22464.3029 | 0.40204
521 | Pump | P117, Chilled Water | P-117 | Uniform |  |  | 3 |  | 575.0 | 24.1 | 32.17412073175030 | 0.75 | 0.91612 | 0.809 | 19.4175 |  | 1 | All Day | 24.0 | 744 | 672 | 744 | 720 | 744 | 720 | 744 | 744 | 720 | 744 | 720 | 744 | 14446.644 | 13048.5817 | 14446.644 | 13980.6233 | 14446.644 | 13980.6233 | 14446.644 | 14446.644 | 13980.6233 | 14446.644 | 13980.6233 | 14446.644 | 8760 | 170097.5829 | 3.0442
522 | Pump | P122, Feedwater | P-122 | Uniform |  |  | 3 |  | 575.0 | 3.7 | 4.939595299065400 | 0.75 | 0.86 | 0.71525 | 2.6357 |  | 1 | All Day | 24.0 | 744 | 672 | 744 | 720 | 744 | 720 | 744 | 744 | 720 | 744 | 720 | 744 | 1960.9251 | 1771.1581 | 1960.9251 | 1897.6694 | 1960.9251 | 1897.6694 | 1960.9251 | 1960.9251 | 1897.6694 | 1960.9251 | 1897.6694 | 1960.9251 | 8760 | 23088.3113 | 0.41321
523 | Pump | P124, Condensate | P-124 | Uniform |  |  | 3 |  | 575.0 | 3.7 | 4.939595299065400 | 0.75 | 0.86 | 0.71525 | 2.6357 |  | 1 | All Day | 24.0 | 744 | 672 | 744 | 720 | 744 | 720 | 744 | 744 | 720 | 744 | 720 | 744 | 1960.9251 | 1771.1581 | 1960.9251 | 1897.6694 | 1960.9251 | 1897.6694 | 1960.9251 | 1960.9251 | 1897.6694 | 1960.9251 | 1897.6694 | 1960.9251 | 8760 | 23088.3113 | 0.41321
524 | Pump | CT Pump | P-CT | Uniform |  |  | 3 |  | 575.0 | 3 | 4.005077269512480 | 0.75 | 0.86 | 0.71525 | 2.137 |  | 1 | All Day | 24.0 | 744 | 672 | 744 | 720 | 744 | 720 | 744 | 744 | 720 | 744 | 720 | 744 | 1589.9392 | 1436.0742 | 1589.9392 | 1538.6509 | 1589.9392 | 1538.6509 | 1589.9392 | 1589.9392 | 1538.6509 | 1589.9392 | 1538.6509 | 1589.9392 | 8760 | 18720.2524 | 0.33504
525 | Ventilation | Supply Fan | SF-CD-4 | Uniform | 60.0 | [5 empty] | 60.0 | 0.75 | 0.93063 | 0.82325 | 36.0725 | 0.78 | 1 | All Day | 24.0 | 744 | 672 | 744 | 720 | 744 | 720 | 744 | 744 | 720 | 744 | 720 | 744 | 16328.2171 | 14748.0671 | 16328.2171 | 15801.5005 | 16328.2171 | 15801.5005 | 16328.2171 | 16328.2171 | 15801.5005 | 16328.2171 | 15801.5005 | 16328.2171 | 8760 | 192251.5889 | 3.4407
526 | Ventilation | Supply Fan |  | Uniform | 22.5 | [5 empty] | 22.5 | 0.75 | 0.90412 | 0.79925 | 13.9237 | 0.8 | 1 | All Day | 24.0 | 744 | 672 | 744 | 720 | 744 | 720 | 744 | 744 | 720 | 744 | 720 | 744 | 6629.901 | 5988.2976 | 6629.901 | 6416.0332 | 6629.901 | 6416.0332 | 6629.901 | 6629.901 | 6416.0332 | 6629.901 | 6416.0332 | 6629.901 | 8760 | 78061.737 | 3.0978
527 | Ventilation | Supply Fan |  | Uniform | 22.5 | [5 empty] | 22.5 | 0.75 | 0.90412 | 0.79925 | 13.9237 | 0.8 | 1 | All Day | 24.0 | 744 | 672 | 744 | 720 | 744 | 720 | 744 | 744 | 720 | 744 | 720 | 744 | 6629.901 | 5988.2976 | 6629.901 | 6416.0332 | 6629.901 | 6416.0332 | 6629.901 | 6629.901 | 6416.0332 | 6629.901 | 6416.0332 | 6629.901 | 8760 | 78061.737 | 3.0978
528 | Ventilation | Exhaust Fan | EF-35 | Uniform |  | 0.083 |  |  |  |  | 0.11126005361930300 | 0.75 | 0.75 | 0.7 | 0.083 |  | 1 | All Day | 24.0 | 744 | 672 | 744 | 720 | 744 | 720 | 744 | 744 | 720 | 744 | 720 | 744 | 61.752 | 55.776 | 61.752 | 59.76 | 61.752 | 59.76 | 61.752 | 61.752 | 59.76 | 61.752 | 59.76 | 61.752 | 8760 | 727.08 | 0.028853
529 | Ventilation | Exhaust Fan | EF-26 | Uniform |  | 0.055 |  |  |  |  | 0.07372654155495980 | 0.75 | 0.75 | 0.7 | 0.055 |  | 1 | All Day | 24.0 | 744 | 672 | 744 | 720 | 744 | 720 | 744 | 744 | 720 | 744 | 720 | 744 | 40.92 | 36.96 | 40.92 | 39.6 | 40.92 | 39.6 | 40.92 | 40.92 | 39.6 | 40.92 | 39.6 | 40.92 | 8760 | 481.8 | 0.01912
530 | Ventilation | Supply Fan | FF-1 | Uniform | 0.06666666666666670 | [5 empty] | 0.06666666666666670 | 0.75 | 0.75 | 0.7 | 0.049733 |  | 1 | All Day | 24.0 | 744 | 672 | 744 | 720 | 744 | 720 | 744 | 744 | 720 | 744 | 720 | 744 | 37.0016 | 33.4208 | 37.0016 | 35.808 | 37.0016 | 35.808 | 37.0016 | 37.0016 | 35.808 | 37.0016 | 35.808 | 37.0016 | 8760 | 435.664 | 0.017289
531 | Ventilation | Supply Fan | FF-2 | Uniform | 0.06666666666666670 | [5 empty] | 0.06666666666666670 | 0.75 | 0.75 | 0.7 | 0.049733 |  | 1 | All Day | 24.0 | 744 | 672 | 744 | 720 | 744 | 720 | 744 | 744 | 720 | 744 | 720 | 744 | 37.0016 | 33.4208 | 37.0016 | 35.808 | 37.0016 | 35.808 | 37.0016 | 37.0016 | 35.808 | 37.0016 | 35.808 | 37.0016 | 8760 | 435.664 | 0.017289
532 | Ventilation | Supply Fan | FF-3 | Uniform | 0.06666666666666670 | [5 empty] | 0.06666666666666670 | 0.75 | 0.75 | 0.7 | 0.049733 |  | 1 | All Day | 24.0 | 744 | 672 | 744 | 720 | 744 | 720 | 744 | 744 | 720 | 744 | 720 | 744 | 37.0016 | 33.4208 | 37.0016 | 35.808 | 37.0016 | 35.808 | 37.0016 | 37.0016 | 35.808 | 37.0016 | 35.808 | 37.0016 | 8760 | 435.664 | 0.017289
533 | Pump | DHW Circulation Pump | P-17 | Uniform | 2.5 | [5 empty] | 2.5 | 0.75 | 0.845 | 0.702 | 1.6553 |  | 1 | All Day | 24.0 | 744 | 672 | 744 | 720 | 744 | 720 | 744 | 744 | 720 | 744 | 720 | 744 | 1231.5621 | 1112.3787 | 1231.5621 | 1191.8343 | 1231.5621 | 1191.8343 | 1231.5621 | 1231.5621 | 1191.8343 | 1231.5621 | 1191.8343 | 1231.5621 | 8760 | 14500.6509 | 0.57544
534 | Pump | Pump |  | Uniform |  | 0.197 |  |  |  |  | 0.2640750670241290 | 0.75 | 0.75 | 0.7 | 0.197 |  | 1 | All Day | 24.0 | 744 | 672 | 744 | 720 | 744 | 720 | 744 | 744 | 720 | 744 | 720 | 744 | 146.568 | 132.384 | 146.568 | 141.84 | 146.568 | 141.84 | 146.568 | 146.568 | 141.84 | 146.568 | 141.84 | 146.568 | 8760 | 1725.72 | 1.2823
535 | Pump | Pump |  | Uniform |  |  | 1 |  | 115.0 | 2.5 | 0.3853887399463810 | 0.75 | 0.75 | 0.67 | 0.19262 |  | 1 | All Day | 24.0 | 744 | 672 | 744 | 720 | 744 | 720 | 744 | 744 | 720 | 744 | 720 | 744 | 143.313 | 129.444 | 143.313 | 138.69 | 143.313 | 138.69 | 143.313 | 143.313 | 138.69 | 143.313 | 138.69 | 143.313 | 8760 | 1687.395 | 1.2538
536 | Cooler |  |  | Uniform |  |  | 1 | 18 | 115.0 |  | 2.774798927613940 | 0.75 | 0.75 | 0.745 | 1.1566 |  | 1 | All Day | 24.0 | 744 | 672 | 744 | 720 | 744 | 720 | 744 | 744 | 720 | 744 | 720 | 744 | 860.5197 | 777.2436 | 860.5197 | 832.761 | 860.5197 | 832.761 | 860.5197 | 860.5197 | 832.761 | 860.5197 | 832.761 | 860.5197 | 8760 | 10131.9255 | 5.8503
537 | Fridge |  |  | Uniform |  |  | 1 | 14.5 | 115.0 |  | 2.235254691689010 | 0.75 | 0.75 | 0.745 | 0.93172 |  | 1 | All Day | 24.0 | 744 | 672 | 744 | 720 | 744 | 720 | 744 | 744 | 720 | 744 | 720 | 744 | 693.1964 | 626.1129 | 693.1964 | 670.8352 | 693.1964 | 670.8352 | 693.1964 | 693.1964 | 670.8352 | 693.1964 | 670.8352 | 693.1964 | 8760 | 8161.8289 | 4.7128
538 | AC system | Compressor Motor |  | Cooling 1 |  |  | 3 | 8.7 | 215.0 |  | 4.342896830506150 | 0.75 | 0.86 | 0.71525 | 1.738 |  | 0.5 | All Day | 24.0 | 372 | 336 | 372 | 360 | 186 | 0 | 0 | 0 | 0 | 0 | 180 | 186 | 646.5177 | 583.9515 | 646.5177 | 625.6623 | 323.2588 | 0 | 0 | 0 | 0 | 0 | 312.8311 | 323.2588 | 1992 | 3461.9979 | 0.89371
539 | AC system | Cond. Fan Motors |  | Cooling 1 | 0.13333333333333300 | [5 empty] | 0.13333333333333300 | 0.75 | 0.75 | 0.7 | 0.099467 |  | 0.5 | All Day | 24.0 | 372 | 336 | 372 | 360 | 186 | 0 | 0 | 0 | 0 | 0 | 180 | 186 | 37.0016 | 33.4208 | 37.0016 | 35.808 | 18.5008 | 0 | 0 | 0 | 0 | 0 | 17.904 | 18.5008 | 1992 | 198.1376 | 0.051149
540 | Electric heating | AHU | AHU1 | Heating 1 |  | 8 |  |  |  |  | 10.72386059 | 0.75 | 0.89338 | 0.78375 | 6.7161 | 0.5 | 0.75 | All Day | 24.0 | 502.2 | 403.2 | 195.3 | 81 | 0 | 0 | 0 | 0 | 0 | 55.8 | 270 | 558 | 843.2069 | 676.9833 | 327.9138 | 136.0011 | 0 | 0 | 0 | 0 | 0 | 93.6897 | 453.3371 | 936.8966 | 2065.5 | 3468.0285 | 2.2943
541 | AC system | AH2 - Ice Rink dehum heat pump | unnamed DX | Cooling 1 |  |  | 3 |  | 600.0 | 12.4 | 17.274072397201700 | 0.75 | 0.90012 | 0.7965 | 10.2641 |  | 1 | AHU-2/3/4/6 | 20.0 | 0 | 0 | 0 | 0 | 310 | 600 | 620 | 620 | 300 | 0 | 0 | 0 | 0 | 0 | 0 | 0 | 3181.8598 | 6158.4383 | 6363.7196 | 6363.7196 | 3079.2191 | 0 | 0 | 0 | 2450 | 25146.9563 | 1.4481
542 | AC system | AH2 - Ice Rink dehum heat pump | unnamed DX | Cooling 1 |  |  | 3 |  | 600.0 | 12.4 | 17.274072397201700 | 0.75 | 0.90012 | 0.7965 | 10.2641 |  | 1 | AHU-2/3/4/6 | 20.0 | 0 | 0 | 0 | 0 | 310 | 600 | 620 | 620 | 300 | 0 | 0 | 0 | 0 | 0 | 0 | 0 | 3181.8598 | 6158.4383 | 6363.7196 | 6363.7196 | 3079.2191 | 0 | 0 | 0 | 2450 | 25146.9563 | 1.4481
543 | Electric heating | Baseboard Heater |  | Heating 1 |  | 0.5 |  |  |  |  | 0.6702412868632710 | 1 | 1 | 1 | 0.5 |  | 0.5 | All Day | 24.0 | 372 | 302.4 | 260.4 | 180 | 148.8 | 0 | 9.3 | 9.3 | 72 | 148.8 | 324 | 372 | 186 | 151.2 | 130.2 | 90 | 74.4 | 0 | 4.65 | 4.65 | 36 | 74.4 | 162 | 186 | 2199 | 1099.5 | 0.18963
544 | Electric heating | Baseboard Heater |  | Heating 1 |  | 0.5 |  |  |  |  | 0.6702412868632710 | 1 | 1 | 1 | 0.5 |  | 0.5 | All Day | 24.0 | 372 | 302.4 | 260.4 | 180 | 148.8 | 0 | 9.3 | 9.3 | 72 | 148.8 | 324 | 372 | 186 | 151.2 | 130.2 | 90 | 74.4 | 0 | 4.65 | 4.65 | 36 | 74.4 | 162 | 186 | 2199 | 1099.5 | 0.18963
545 | Electric heating | Baseboard Heater |  | Heating 1 |  | 0.5 |  |  |  |  | 0.6702412868632710 | 1 | 1 | 1 | 0.5 |  | 0.5 | All Day | 24.0 | 372 | 302.4 | 260.4 | 180 | 148.8 | 0 | 9.3 | 9.3 | 72 | 148.8 | 324 | 372 | 186 | 151.2 | 130.2 | 90 | 74.4 | 0 | 4.65 | 4.65 | 36 | 74.4 | 162 | 186 | 2199 | 1099.5 | 0.18963
546 | Electric heating | Baseboard Heater |  | Heating 1 |  | 0.5 |  |  |  |  | 0.6702412868632710 | 1 | 1 | 1 | 0.5 |  | 0.5 | All Day | 24.0 | 372 | 302.4 | 260.4 | 180 | 148.8 | 0 | 9.3 | 9.3 | 72 | 148.8 | 324 | 372 | 186 | 151.2 | 130.2 | 90 | 74.4 | 0 | 4.65 | 4.65 | 36 | 74.4 | 162 | 186 | 2199 | 1099.5 | 0.18963
547 | Electric heating | Baseboard Heater |  | Heating 1 |  | 1.25 |  |  |  |  | 1.675603217158180 | 1 | 1 | 1 | 1.25 |  | 0.5 | All Day | 24.0 | 372 | 302.4 | 260.4 | 180 | 148.8 | 0 | 9.3 | 9.3 | 72 | 148.8 | 324 | 372 | 465 | 378 | 325.5 | 225 | 186 | 0 | 11.625 | 11.625 | 90 | 186 | 405 | 465 | 2199 | 2748.75 | 0.47407
548 | Electric heating | Baseboard Heater |  | Heating 1 |  | 1 |  |  |  |  | 1.3404825737265400 | 1 | 1 | 1 | 1 |  | 0.5 | All Day | 24.0 | 372 | 302.4 | 260.4 | 180 | 148.8 | 0 | 9.3 | 9.3 | 72 | 148.8 | 324 | 372 | 372 | 302.4 | 260.4 | 180 | 148.8 | 0 | 9.3 | 9.3 | 72 | 148.8 | 324 | 372 | 2199 | 2199 | 0.37925
549 | AC system | Fan (x4) |  | Cooling 1 |  | 5.2 |  |  |  |  | 6.970509383378020 | 0.75 | 0.87 | 0.758 | 4.4828 |  | 0.25 | All Day | 24.0 | 0 | 16.8 | 18.6 | 72 | 93 | 126 | 186 | 167.4 | 117 | 83.7 | 54 | 0 | 0 | 75.3103 | 83.3793 | 322.7586 | 416.8966 | 564.8276 | 833.7931 | 750.4138 | 524.4828 | 375.2069 | 242.069 | 0 | 934.5 | 4189.1379 | 1.6734
550 | Ventilation | UNC-AHU-4 | Supply Fan | Uniform |  | 4.8 |  |  |  |  | 6.434316353887400 | 0.75 | 0.87 | 0.758 | 4.1379 | 1 | 0.5 | UNC-AHU-4 | 17.0 | 263.5 | 238 | 263.5 | 255 | 263.5 | 255 | 263.5 | 263.5 | 255 | 263.5 | 255 | 263.5 | 1090.3448 | 984.8276 | 1090.3448 | 1055.1724 | 1090.3448 | 1055.1724 | 1090.3448 | 1090.3448 | 1055.1724 | 1090.3448 | 1055.1724 | 1090.3448 | 3102.5 | 12837.931 | 7.9155
551 | Ventilation | AC-4 Supply Fan | SF-4-1 | Uniform | 2.5 | [5 empty] | 2.5 | 0.75 | 0.845 | 0.702 | 1.6553 |  | 1 | AC-4 | 17.0 | 527 | 476 | 527 | 510 | 527 | 510 | 527 | 527 | 510 | 527 | 510 | 527 | 872.3565 | 787.9349 | 872.3565 | 844.216 | 872.3565 | 844.216 | 872.3565 | 872.3565 | 844.216 | 872.3565 | 844.216 | 872.3565 | 6205 | 10271.2944 | 0.91257
552 | Ventilation | AC-4 Supply Fan | SF-4-2 | Uniform | 2.5 | [5 empty] | 2.5 | 0.75 | 0.845 | 0.702 | 1.6553 |  | 1 | AC-4 | 17.0 | 527 | 476 | 527 | 510 | 527 | 510 | 527 | 527 | 510 | 527 | 510 | 527 | 872.3565 | 787.9349 | 872.3565 | 844.216 | 872.3565 | 844.216 | 872.3565 | 872.3565 | 844.216 | 872.3565 | 844.216 | 872.3565 | 6205 | 10271.2944 | 0.91257
553 | Ventilation | Heat Pump Evap Fans | HP-Fans | Uniform | 17.333333333333300 | [5 empty] | 17.333333333333300 | 0.75 | 0.90012 | 0.7965 | 10.7741 |  | 1 | Heat Pumps | 17.0 | 527 | 476 | 527 | 510 | 527 | 510 | 527 | 527 | 510 | 527 | 510 | 527 | 5677.9292 | 5128.4522 | 5677.9292 | 5494.7702 | 5677.9292 | 5494.7702 | 5677.9292 | 5677.9292 | 5494.7702 | 5677.9292 | 5494.7702 | 5677.9292 | 6205 | 66853.0371 | 12.2127
554 | Electric Domestic hot water | Water Heater | DWH1 | Uniform |  | 6 |  |  |  |  | 8.04289544235925 | 0.75 | 0.8825 | 0.7645 | 5.0992 |  | 0.4 |  | 2 | 24.8 | 22.4 | 24.8 | 24 | 24.8 | 24 | 24.8 | 24.8 | 24 | 24.8 | 24 | 24.8 | 126.4589 | 114.221 | 126.4589 | 122.3796 | 126.4589 | 122.3796 | 126.4589 | 126.4589 | 122.3796 | 126.4589 | 122.3796 | 126.4589 | 292 | 1488.9518 | 0.55676
555 | Electric Domestic hot water | Water Heater | DWH2 | Uniform |  | 6 |  |  |  |  | 8.04289544235925 | 0.75 | 0.8825 | 0.7645 | 5.0992 |  | 0.4 |  | 2 | 24.8 | 22.4 | 24.8 | 24 | 24.8 | 24 | 24.8 | 24.8 | 24 | 24.8 | 24 | 24.8 | 126.4589 | 114.221 | 126.4589 | 122.3796 | 126.4589 | 122.3796 | 126.4589 | 126.4589 | 122.3796 | 126.4589 | 122.3796 | 126.4589 | 292 | 1488.9518 | 0.55676
556 | Pump | Hot Water Pump |  | Heating 1 |  | 0.25 |  |  |  |  | 0.3351206434316350 | 0.75 | 0.75 | 0.7 | 0.25 |  | 0.5 | All Day | 24.0 | 297.6 | 268.8 | 223.2 | 216 | 37.2 | 0 | 0 | 0 | 72 | 111.6 | 273.6 | 372 | 74.4 | 67.2 | 55.8 | 54 | 9.3 | 0 | 0 | 0 | 18 | 27.9 | 68.4 | 93 | 1872 | 468 | 2.2131
557 | AC system | Chiller Pump | Red James Electric | Cooling 1 | 4.7 |  | 3 |  | 460.0 |  | 4.7 | 0.75 | 0.86 | 0.71525 | 3.0577 |  | 1 | All Day | 24.0 | 0 | 0 | 0 | 72 | 297.6 | 432 | 595.2 | 595.2 | 216 | 0 | 0 | 0 | 0 | 0 | 0 | 220.1567 | 909.9812 | 1320.9405 | 1819.9624 | 1819.9624 | 660.4702 | 0 | 0 | 0 | 2208 | 6751.4735 | 0.16815
558 | Ventilation | Return Fan | AH-10 OR L5-F-02 | Fall | 6.0 | [5 empty] | 6.0 | 0.75 | 0.87 | 0.758 | 3.8586 | 0.58333 | 1 | HA-AH-10-Fal | 13.25 | 0 | 0 | 0 | 0 | 0 | 0 | 0 | 0 | 397.5 | 410.75 | 397.5 | 410.75 | 0 | 0 | 0 | 0 | 0 | 0 | 0 | 0 | 521.9186 | 539.3159 | 521.9186 | 539.3159 | 1616.5 | 2122.4691 | 0.10176
559 | Ventilation | Supply Fan | AHU-18 | Uniform | 22.5 | [5 empty] | 22.5 | 0.75 | 0.90412 | 0.79925 | 13.9237 | 1 | 1 | AHU-18 | 10.0 | 310 | 280 | 310 | 300 | 310 | 300 | 310 | 279 | 300 | 310 | 300 | 310 | 4316.3418 | 3898.6313 | 4316.3418 | 4177.1049 | 4316.3418 | 4177.1049 | 4316.3418 | 3884.7076 | 4177.1049 | 4316.3418 | 4177.1049 | 4316.3418 | 3619 | 50389.8092 | 1.1791
560 | AC system | Compressor | RTU-1(S) | AC System |  |  | 3 | 14.1 | 219.0 |  | 7.169436580016 | 1 | 0.87 | 0.758 | 4.0541 |  | 0.3 | All Day | 24.0 | 0 | 0 | 0 | 10.8 | 89.28 | 129.6 | 223.2 | 223.2 | 118.8 | 78.12 | 0 | 0 | 0 | 0 | 0 | 43.7841 | 361.9489 | 525.4097 | 904.8722 | 904.8722 | 481.6255 | 316.7053 | 0 | 0 | 873 | 3539.2179 | 1.2429
561 | AC system | Condenser Fan | RTU-1(S) | AC System |  | 0.5 |  |  |  |  | 0.6702412868632710 | 0.75 | 0.75 | 0.7 | 0.5 |  | 0.3 | All Day | 24.0 | 0 | 0 | 0 | 10.8 | 89.28 | 129.6 | 223.2 | 223.2 | 118.8 | 78.12 | 0 | 0 | 0 | 0 | 0 | 5.4 | 44.64 | 64.8 | 111.6 | 111.6 | 59.4 | 39.06 | 0 | 0 | 873 | 436.5 | 0.15329
562 | AC system | Compressor | RTU-1(M) | AC System |  |  | 3 | 14.1 | 219.0 |  | 7.169436580016 | 1 | 0.87 | 0.758 | 4.0541 |  | 0.3 | All Day | 24.0 | 0 | 0 | 0 | 10.8 | 89.28 | 129.6 | 223.2 | 223.2 | 118.8 | 78.12 | 0 | 0 | 0 | 0 | 0 | 43.7841 | 361.9489 | 525.4097 | 904.8722 | 904.8722 | 481.6255 | 316.7053 | 0 | 0 | 873 | 3539.2179 | 1.2429
563 | AC system | Condenser Fan | RTU-1(M) | AC System |  | 0.5 |  |  |  |  | 0.6702412868632710 | 0.75 | 0.75 | 0.7 | 0.5 |  | 0.3 | All Day | 24.0 | 0 | 0 | 0 | 10.8 | 89.28 | 129.6 | 223.2 | 223.2 | 118.8 | 78.12 | 0 | 0 | 0 | 0 | 0 | 5.4 | 44.64 | 64.8 | 111.6 | 111.6 | 59.4 | 39.06 | 0 | 0 | 873 | 436.5 | 0.15329
564 | AC system | Compressor | RTU-1(C1) | AC System |  |  | 3 | 14.1 | 219.0 |  | 7.169436580016 | 1 | 0.87 | 0.758 | 4.0541 |  | 0.3 | All Day | 24.0 | 0 | 0 | 0 | 10.8 | 89.28 | 129.6 | 223.2 | 223.2 | 118.8 | 78.12 | 0 | 0 | 0 | 0 | 0 | 43.7841 | 361.9489 | 525.4097 | 904.8722 | 904.8722 | 481.6255 | 316.7053 | 0 | 0 | 873 | 3539.2179 | 1.2429
565 | AC system | Condenser Fan | RTU-1(C1) | AC System |  | 0.5 |  |  |  |  | 0.6702412868632710 | 0.75 | 0.75 | 0.7 | 0.5 |  | 0.3 | All Day | 24.0 | 0 | 0 | 0 | 10.8 | 89.28 | 129.6 | 223.2 | 223.2 | 118.8 | 78.12 | 0 | 0 | 0 | 0 | 0 | 5.4 | 44.64 | 64.8 | 111.6 | 111.6 | 59.4 | 39.06 | 0 | 0 | 873 | 436.5 | 0.15329
566 | AC system | Compressor | R-AHU1-INTRIGNA | AC System |  |  | 3 | 19.3 | 219.0 |  | 9.813484113071550 | 1 | 0.8825 | 0.7645 | 5.5968 |  | 0.3 | All Day | 24.0 | 0 | 0 | 0 | 10.8 | 89.28 | 129.6 | 223.2 | 223.2 | 118.8 | 78.12 | 0 | 0 | 0 | 0 | 0 | 60.4454 | 499.682 | 725.3449 | 1249.205 | 1249.205 | 664.8995 | 437.2218 | 0 | 0 | 873 | 4886.0036 | 1.7158
567 | AC system | Condenser Fan | R-AHU1-INTRIGNA | AC System |  | 0.5 |  |  |  |  | 0.6702412868632710 | 0.75 | 0.75 | 0.7 | 0.5 |  | 0.3 | All Day | 24.0 | 0 | 0 | 0 | 10.8 | 89.28 | 129.6 | 223.2 | 223.2 | 118.8 | 78.12 | 0 | 0 | 0 | 0 | 0 | 5.4 | 44.64 | 64.8 | 111.6 | 111.6 | 59.4 | 39.06 | 0 | 0 | 873 | 436.5 | 0.15329
568 | AC system | Compressor | R-AHU1-OPTEL | AC System |  |  | 3 | 19.3 | 219.0 |  | 9.813484113071550 | 1 | 0.8825 | 0.7645 | 5.5968 |  | 0.3 | All Day | 24.0 | 0 | 0 | 0 | 10.8 | 89.28 | 129.6 | 223.2 | 223.2 | 118.8 | 78.12 | 0 | 0 | 0 | 0 | 0 | 60.4454 | 499.682 | 725.3449 | 1249.205 | 1249.205 | 664.8995 | 437.2218 | 0 | 0 | 873 | 4886.0036 | 1.7158
569 | AC system | Condenser Fan | R-AHU1-OPTEL | AC System |  | 0.5 |  |  |  |  | 0.6702412868632710 | 0.75 | 0.75 | 0.7 | 0.5 |  | 0.3 | All Day | 24.0 | 0 | 0 | 0 | 10.8 | 89.28 | 129.6 | 223.2 | 223.2 | 118.8 | 78.12 | 0 | 0 | 0 | 0 | 0 | 5.4 | 44.64 | 64.8 | 111.6 | 111.6 | 59.4 | 39.06 | 0 | 0 | 873 | 436.5 | 0.15329
570 | AC system | Compressor-1 | R-AHU6 | AC System |  |  | 3 | 16 | 219.0 |  | 8.13553087094014 | 1 | 0.8825 | 0.7645 | 4.6398 |  | 0.3 | All Day | 24.0 | 0 | 0 | 0 | 10.8 | 89.28 | 129.6 | 223.2 | 223.2 | 118.8 | 78.12 | 0 | 0 | 0 | 0 | 0 | 50.1102 | 414.2442 | 601.3222 | 1035.6104 | 1035.6104 | 551.212 | 362.4636 | 0 | 0 | 873 | 4050.573 | 1.4225
571 | AC system | Compressor-2 | R-AHU6 | AC System |  |  | 3 | 16 | 219.0 |  | 8.13553087094014 | 1 | 0.8825 | 0.7645 | 4.6398 |  | 0.3 | All Day | 24.0 | 0 | 0 | 0 | 10.8 | 89.28 | 129.6 | 223.2 | 223.2 | 118.8 | 78.12 | 0 | 0 | 0 | 0 | 0 | 50.1102 | 414.2442 | 601.3222 | 1035.6104 | 1035.6104 | 551.212 | 362.4636 | 0 | 0 | 873 | 4050.573 | 1.4225
572 | AC system | Compressor | Lennox Condensing Unit | AC System |  |  | 3 | 17.3 | 219.0 |  | 8.796542754204030 | 1 | 0.8825 | 0.7645 | 5.0168 |  | 0.3 | All Day | 24.0 | 0 | 0 | 0 | 10.8 | 89.28 | 129.6 | 223.2 | 223.2 | 118.8 | 78.12 | 0 | 0 | 0 | 0 | 0 | 54.1816 | 447.9015 | 650.1796 | 1119.7537 | 1119.7537 | 595.998 | 391.9138 | 0 | 0 | 873 | 4379.682 | 1.538
573 | AC system | Compressor-1 | B-CH1 | AC System |  |  | 3 | 38 | 575.0 |  | 50.73097874715810 | 1 | 0.92525 | 0.824 | 31.1845 |  | 0.6 | All Day | 24.0 | 0 | 0 | 0 | 21.6 | 178.56 | 259.2 | 446.4 | 446.4 | 237.6 | 156.24 | 0 | 0 | 0 | 0 | 0 | 673.586 | 5568.3107 | 8083.0316 | 13920.7767 | 13920.7767 | 7409.4456 | 4872.2718 | 0 | 0 | 1746 | 54448.1991 | 19.1208
574 | AC system | Compressor-2 | B-CH1 | AC System |  |  | 3 | 38 | 575.0 |  | 50.73097874715810 | 1 | 0.92525 | 0.824 | 31.1845 |  | 0.6 | All Day | 24.0 | 0 | 0 | 0 | 21.6 | 178.56 | 259.2 | 446.4 | 446.4 | 237.6 | 156.24 | 0 | 0 | 0 | 0 | 0 | 673.586 | 5568.3107 | 8083.0316 | 13920.7767 | 13920.7767 | 7409.4456 | 4872.2718 | 0 | 0 | 1746 | 54448.1991 | 19.1208
575 | Electric heating | Quick ice out heater | QH-1 | Ice Rink |  | 100 |  |  |  |  | 134.04825737265400 | 0.75 | 0.94063 | 0.81625 | 79.7342 |  | 0.3 |  | 17.0 | 158.1 | 142.8 | 158.1 | 76.5 | 0 | 0 | 0 | 79.05 | 153 | 158.1 | 153 | 158.1 | 12605.9801 | 11386.0465 | 12605.9801 | 6099.6678 | 0 | 0 | 0 | 6302.99 | 12199.3355 | 12605.9801 | 12199.3355 | 12605.9801 | 1236.75 | 98611.2957 | 6.9406
576 | Heat pump | Compressor | HP-1 | Heat Pump |  |  | 3 | 27.4 | 208.0 |  | 13.232310941684400 | 0.75 | 0.89338 | 0.78375 | 5.8025 |  | 0.45 | All Day | 24.0 | 234.36 | 302.4 | 234.36 | 162 | 100.44 | 129.6 | 167.4 | 167.4 | 113.4 | 117.18 | 129.6 | 234.36 | 1359.8682 | 1754.6687 | 1359.8682 | 940.0011 | 582.8007 | 752.0009 | 971.3345 | 971.3345 | 658.0008 | 679.9341 | 752.0009 | 1359.8682 | 2092.5 | 12141.6807 | 15.0763
577 | Heat pump | Condenser Fans | HP-1 | Heat Pump |  | 0.92 |  |  |  |  | 1.2332439678284200 | 0.75 | 0.75 | 0.65475 | 0.92 |  | 0.45 | All Day | 24.0 | 234.36 | 302.4 | 234.36 | 162 | 100.44 | 129.6 | 167.4 | 167.4 | 113.4 | 117.18 | 129.6 | 234.36 | 215.6112 | 278.208 | 215.6112 | 149.04 | 92.4048 | 119.232 | 154.008 | 154.008 | 104.328 | 107.8056 | 119.232 | 215.6112 | 2092.5 | 1925.1 | 2.3904
578 | Heat pump | Condenser Fans | HP-1 | Heat Pump |  | 0.92 |  |  |  |  | 1.2332439678284200 | 0.75 | 0.75 | 0.65475 | 0.92 |  | 0.45 | All Day | 24.0 | 234.36 | 302.4 | 234.36 | 162 | 100.44 | 129.6 | 167.4 | 167.4 | 113.4 | 117.18 | 129.6 | 234.36 | 215.6112 | 278.208 | 215.6112 | 149.04 | 92.4048 | 119.232 | 154.008 | 154.008 | 104.328 | 107.8056 | 119.232 | 215.6112 | 2092.5 | 1925.1 | 2.3904
579 | AC system | Air Conditioner |  | Cooling 1 |  | 0.5 |  |  |  |  | 0.6702412868632710 | 0.75 | 0.75 | 0.7 | 0.5 |  | 0.1 | All Day | 24.0 | 0 | 0 | 0 | 0 | 37.2 | 72 | 74.4 | 74.4 | 36 | 0 | 0 | 0 | 0 | 0 | 0 | 0 | 18.6 | 36 | 37.2 | 37.2 | 18 | 0 | 0 | 0 | 294 | 147 | 0.13251
580 | Miscellaneous electricity | Washers |  | Uniform |  |  | 1 |  | 120.0 | 21 | 3.3780160857908800 | 0.75 | 0.75 | 0.845 | 2.1294 |  | 0.05 | All Day | 24.0 | 37.2 | 33.6 | 37.2 | 36 | 37.2 | 36 | 37.2 | 37.2 | 36 | 37.2 | 36 | 37.2 | 79.2137 | 71.5478 | 79.2137 | 76.6584 | 79.2137 | 76.6584 | 79.2137 | 79.2137 | 76.6584 | 79.2137 | 76.6584 | 79.2137 | 438 | 932.6772 | 4.7656
581 | Miscellaneous electricity | Dryers |  | Uniform |  |  | 1 |  | 120.0 | 72 | 11.58176943699730 | 0.75 | 0.75 | 0.935 | 8.0784 |  | 0.05 | All Day | 24.0 | 37.2 | 33.6 | 37.2 | 36 | 37.2 | 36 | 37.2 | 37.2 | 36 | 37.2 | 36 | 37.2 | 300.5165 | 271.4342 | 300.5165 | 290.8224 | 300.5165 | 290.8224 | 300.5165 | 300.5165 | 290.8224 | 300.5165 | 290.8224 | 300.5165 | 438 | 3538.3392 | 18.0794
582 | Pump | Pump |  | Uniform |  | 1.29 |  |  |  |  | 1.7292225201072400 | 0.75 | 0.81875 | 0.66925 | 1.1817 |  | 0.05 | All Day | 24.0 | 37.2 | 33.6 | 37.2 | 36 | 37.2 | 36 | 37.2 | 37.2 | 36 | 37.2 | 36 | 37.2 | 43.9585 | 39.7044 | 43.9585 | 42.5405 | 43.9585 | 42.5405 | 43.9585 | 43.9585 | 42.5405 | 43.9585 | 42.5405 | 43.9585 | 438 | 517.5756 | 0.089264
583 | Ventilation | Exhaust Fan (x53) | Hood fan | Uniform | 2.6500000000000000 | [5 empty] | 2.6500000000000000 | 0.75 | 0.845 | 0.702 | 1.7546 |  | 0.05 | All Day | 24.0 | 37.2 | 33.6 | 37.2 | 36 | 37.2 | 36 | 37.2 | 37.2 | 36 | 37.2 | 36 | 37.2 | 65.2728 | 58.9561 | 65.2728 | 63.1672 | 65.2728 | 63.1672 | 65.2728 | 65.2728 | 63.1672 | 65.2728 | 63.1672 | 65.2728 | 438 | 768.5345 | 0.25035
584 | Domestic hot water | Electric Water Heater |  | Uniform |  | 3 |  |  |  |  | 4.021447721179630 | 0.75 | 0.86 | 0.71525 | 3 |  | 0.05 | All Day | 24.0 | 37.2 | 33.6 | 37.2 | 36 | 37.2 | 36 | 37.2 | 37.2 | 36 | 37.2 | 36 | 37.2 | 111.6 | 100.8 | 111.6 | 108 | 111.6 | 108 | 111.6 | 111.6 | 108 | 111.6 | 108 | 111.6 | 438 | 1314 | 3.4688
585 | Domestic hot water | Electric Water Heater |  | Uniform |  | 3 |  |  |  |  | 4.021447721179630 | 0.75 | 0.86 | 0.71525 | 3 |  | 0.05 | All Day | 24.0 | 37.2 | 33.6 | 37.2 | 36 | 37.2 | 36 | 37.2 | 37.2 | 36 | 37.2 | 36 | 37.2 | 111.6 | 100.8 | 111.6 | 108 | 111.6 | 108 | 111.6 | 111.6 | 108 | 111.6 | 108 | 111.6 | 438 | 1314 | 3.4688
586 | Electric heating | Electric UH | UH-1-5 | Uniform |  | 125 |  |  |  |  | 167.5603217158180 | 0.75 | 0.9435 | 0.82175 | 99.3641 |  | 0.05 | All Day | 24.0 | 37.2 | 33.6 | 37.2 | 36 | 37.2 | 36 | 37.2 | 37.2 | 36 | 37.2 | 36 | 37.2 | 3696.3434 | 3338.6328 | 3696.3434 | 3577.1065 | 3696.3434 | 3577.1065 | 3696.3434 | 3696.3434 | 3577.1065 | 3696.3434 | 3577.1065 | 3696.3434 | 438 | 43521.4626 | 0.30276
587 | Electric heating | Hydronic FF | FF-1 | Uniform |  | 30 |  |  |  |  | 40.21447721179630 | 0.75 | 0.92175 | 0.80875 | 24.4101 |  | 0.05 | All Day | 24.0 | 37.2 | 33.6 | 37.2 | 36 | 37.2 | 36 | 37.2 | 37.2 | 36 | 37.2 | 36 | 37.2 | 908.0553 | 820.179 | 908.0553 | 878.7632 | 908.0553 | 878.7632 | 908.0553 | 908.0553 | 878.7632 | 908.0553 | 878.7632 | 908.0553 | 438 | 10691.6192 | 0.074378
588 | N/A | In-suite kitchen range fans |  | Uniform |  |  | 1 |  | 120.0 | 74.8 | 12.032171581769400 | 0.75 | 0.75 | 0.935 | 8.3926 |  | 0.1 | Laundry Room | 12.0 | 37.2 | 33.6 | 37.2 | 36 | 37.2 | 36 | 37.2 | 37.2 | 36 | 37.2 | 36 | 37.2 | 312.2032 | 281.99 | 312.2032 | 302.1322 | 312.2032 | 302.1322 | 312.2032 | 312.2032 | 302.1322 | 312.2032 | 302.1322 | 312.2032 | 438 | 3675.9413 | 4.7378
589 | N/A | In-suite kitchen range fans |  | Uniform |  |  | 1 |  | 120.0 | 74.8 | 12.032171581769400 | 0.75 | 0.75 | 0.935 | 8.3926 |  | 0.1 | Laundry Room | 12.0 | 37.2 | 33.6 | 37.2 | 36 | 37.2 | 36 | 37.2 | 37.2 | 36 | 37.2 | 36 | 37.2 | 312.2032 | 281.99 | 312.2032 | 302.1322 | 312.2032 | 302.1322 | 312.2032 | 312.2032 | 302.1322 | 312.2032 | 302.1322 | 312.2032 | 438 | 3675.9413 | 4.7378
590 | Miscellaneous electricity | Ice machine |  | Uniform |  |  | 1 |  | 120.0 | 9.7 | 1.5603217158176900 | 0.75 | 0.75 | 0.79 | 0.91956 |  | 0.05 | All Day | 24.0 | 37.2 | 33.6 | 37.2 | 36 | 37.2 | 36 | 37.2 | 37.2 | 36 | 37.2 | 36 | 37.2 | 34.2076 | 30.8972 | 34.2076 | 33.1042 | 34.2076 | 33.1042 | 34.2076 | 34.2076 | 33.1042 | 34.2076 | 33.1042 | 34.2076 | 438 | 402.7673 | 1.4691
591 | Ventilation | Force flow heater | FF-1 - SF | Uniform | 0.07 | [5 empty] | 0.07 | 0.75 | 0.75 | 0.7 | 0.05222 |  | 0.05 |  | 24.0 | 37.2 | 33.6 | 37.2 | 36 | 37.2 | 36 | 37.2 | 37.2 | 36 | 37.2 | 36 | 37.2 | 1.9426 | 1.7546 | 1.9426 | 1.8799 | 1.9426 | 1.8799 | 1.9426 | 1.9426 | 1.8799 | 1.9426 | 1.8799 | 1.9426 | 438 | 22.8724 | 0.0016098
592 | Ventilation | Force flow heater | FF-2 - SF | Uniform | 0.07 | [5 empty] | 0.07 | 0.75 | 0.75 | 0.7 | 0.05222 |  | 0.05 |  | 24.0 | 37.2 | 33.6 | 37.2 | 36 | 37.2 | 36 | 37.2 | 37.2 | 36 | 37.2 | 36 | 37.2 | 1.9426 | 1.7546 | 1.9426 | 1.8799 | 1.9426 | 1.8799 | 1.9426 | 1.9426 | 1.8799 | 1.9426 | 1.8799 | 1.9426 | 438 | 22.8724 | 0.0016098
593 | Ventilation | Force flow heater | FF-3 - SF | Uniform | 0.07 | [5 empty] | 0.07 | 0.75 | 0.75 | 0.7 | 0.05222 |  | 0.05 |  | 24.0 | 37.2 | 33.6 | 37.2 | 36 | 37.2 | 36 | 37.2 | 37.2 | 36 | 37.2 | 36 | 37.2 | 1.9426 | 1.7546 | 1.9426 | 1.8799 | 1.9426 | 1.8799 | 1.9426 | 1.9426 | 1.8799 | 1.9426 | 1.8799 | 1.9426 | 438 | 22.8724 | 0.0016098
594 | Ventilation | Force flow heater | FF-4 - SF | Uniform | 0.07 | [5 empty] | 0.07 | 0.75 | 0.75 | 0.7 | 0.05222 |  | 0.05 |  | 24.0 | 37.2 | 33.6 | 37.2 | 36 | 37.2 | 36 | 37.2 | 37.2 | 36 | 37.2 | 36 | 37.2 | 1.9426 | 1.7546 | 1.9426 | 1.8799 | 1.9426 | 1.8799 | 1.9426 | 1.9426 | 1.8799 | 1.9426 | 1.8799 | 1.9426 | 438 | 22.8724 | 0.0016098
595 | Ventilation | Force flow heater | FF-6 - SF | Uniform | 0.07 | [5 empty] | 0.07 | 0.75 | 0.75 | 0.7 | 0.05222 |  | 0.05 |  | 24.0 | 37.2 | 33.6 | 37.2 | 36 | 37.2 | 36 | 37.2 | 37.2 | 36 | 37.2 | 36 | 37.2 | 1.9426 | 1.7546 | 1.9426 | 1.8799 | 1.9426 | 1.8799 | 1.9426 | 1.9426 | 1.8799 | 1.9426 | 1.8799 | 1.9426 | 438 | 22.8724 | 0.0016098
596 | Ventilation | Force flow heater | FF-7 - SF | Uniform | 0.07 | [5 empty] | 0.07 | 0.75 | 0.75 | 0.7 | 0.05222 |  | 0.05 |  | 24.0 | 37.2 | 33.6 | 37.2 | 36 | 37.2 | 36 | 37.2 | 37.2 | 36 | 37.2 | 36 | 37.2 | 1.9426 | 1.7546 | 1.9426 | 1.8799 | 1.9426 | 1.8799 | 1.9426 | 1.9426 | 1.8799 | 1.9426 | 1.8799 | 1.9426 | 438 | 22.8724 | 0.0016098
597 | Electric Domestic hot water | Water Heater | DWH1 | Uniform |  | 6 |  |  |  |  | 8.04289544235925 | 0.75 | 0.8825 | 0.7645 | 6 |  | 0.05 | All Day | 24 | 37.2 | 33.6 | 37.2 | 36 | 37.2 | 36 | 37.2 | 37.2 | 36 | 37.2 | 36 | 37.2 | 223.2 | 201.6 | 223.2 | 216 | 223.2 | 216 | 223.2 | 223.2 | 216 | 223.2 | 216 | 223.2 | 438 | 2628 | 0.98268
598 | Electric Domestic Hot Water | Electric Water Tank | - | Uniform |  | 30 |  |  |  |  | 40.21447721179630 | 0.75 | 0.92175 | 0.80875 | 30 |  | 0.05 | All Day | 24.0 | 37.2 | 33.6 | 37.2 | 36 | 37.2 | 36 | 37.2 | 37.2 | 36 | 37.2 | 36 | 37.2 | 1116 | 1008 | 1116 | 1080 | 1116 | 1080 | 1116 | 1116 | 1080 | 1116 | 1080 | 1116 | 438 | 13140 | 2.7966
599 | Electric Domestic Hot Water | Electric Water Tank | - | Uniform |  | 30 |  |  |  |  | 40.21447721179630 | 0.75 | 0.92175 | 0.80875 | 30 |  | 0.05 | All Day | 24.0 | 37.2 | 33.6 | 37.2 | 36 | 37.2 | 36 | 37.2 | 37.2 | 36 | 37.2 | 36 | 37.2 | 1116 | 1008 | 1116 | 1080 | 1116 | 1080 | 1116 | 1116 | 1080 | 1116 | 1080 | 1116 | 438 | 13140 | 2.7966
600 | N/A | In-suite kitchen range fans |  | Uniform |  |  | 1 |  | 120.0 | 74.8 | 12.032171581769400 | 0.75 | 0.75 | 0.935 | 8.3926 |  | 0.1 | Laundry Room | 12.0 | 37.2 | 33.6 | 37.2 | 36 | 37.2 | 36 | 37.2 | 37.2 | 36 | 37.2 | 36 | 37.2 | 312.2032 | 281.99 | 312.2032 | 302.1322 | 312.2032 | 302.1322 | 312.2032 | 312.2032 | 302.1322 | 312.2032 | 302.1322 | 312.2032 | 438 | 3675.9413 | 4.7378
601 | N/A | In-suite kitchen range fans |  | Uniform |  |  | 1 |  | 120.0 | 74.8 | 12.032171581769400 | 0.75 | 0.75 | 0.935 | 8.3926 |  | 0.1 | Laundry Room | 12.0 | 37.2 | 33.6 | 37.2 | 36 | 37.2 | 36 | 37.2 | 37.2 | 36 | 37.2 | 36 | 37.2 | 312.2032 | 281.99 | 312.2032 | 302.1322 | 312.2032 | 302.1322 | 312.2032 | 312.2032 | 302.1322 | 312.2032 | 302.1322 | 312.2032 | 438 | 3675.9413 | 4.7378
602 | Miscellaneous electricity | Dryer |  | Uniform |  |  | 1 |  | 120.0 | 24 | 3.8605898123324400 | 0.75 | 0.75 | 0.845 | 7.3008 |  | 0.05 | All Day | 24.0 | 37.2 | 33.6 | 37.2 | 36 | 37.2 | 36 | 37.2 | 37.2 | 36 | 37.2 | 36 | 37.2 | 271.5898 | 245.3069 | 271.5898 | 262.8288 | 271.5898 | 262.8288 | 271.5898 | 271.5898 | 262.8288 | 271.5898 | 262.8288 | 271.5898 | 438 | 3197.7504 | 7.4494
603 | Miscellaneous electricity | Washer |  | Uniform |  |  | 1 |  | 120.0 | 7 | 1.1260053619302900 | 0.75 | 0.75 | 0.765 | 1.9278 |  | 0.05 | All Day | 24.0 | 37.2 | 33.6 | 37.2 | 36 | 37.2 | 36 | 37.2 | 37.2 | 36 | 37.2 | 36 | 37.2 | 71.7142 | 64.7741 | 71.7142 | 69.4008 | 71.7142 | 69.4008 | 71.7142 | 71.7142 | 69.4008 | 71.7142 | 69.4008 | 71.7142 | 438 | 844.3764 | 1.967
604 | AC system |  |  | Cooling 1 |  |  | 1 | 17 | 230.0 |  | 5.241286863270780 | 0.75 | 0.75 | 0.905 | 2.6539 |  | 0.2 | All Day | 24.0 | 0 | 0 | 0 | 0 | 74.4 | 144 | 148.8 | 148.8 | 72 | 0 | 0 | 0 | 0 | 0 | 0 | 0 | 197.4511 | 382.1634 | 394.9022 | 394.9022 | 191.0817 | 0 | 0 | 0 | 588 | 1560.5005 | 5.4237
605 | AC system | Compressor | RTU-2 | Cooling 1 |  |  | 3 | 16 | 167.0 |  | 6.203806645876730 | 0.75 | 0.87 | 0.758 | 2.631 |  | 0.2 | All Day | 24 | 0 | 0 | 0 | 0 | 74.4 | 144 | 148.8 | 148.8 | 72 | 0 | 0 | 0 | 0 | 0 | 0 | 0 | 195.7494 | 378.8698 | 391.4988 | 391.4988 | 189.4349 | 0 | 0 | 0 | 588 | 1547.0519 | 0.57848
606 | AC system | Compressor | RTU-3 | Cooling 1 |  |  | 3 | 16 | 167.0 |  | 6.203806645876730 | 0.75 | 0.87 | 0.758 | 2.631 |  | 0.2 | All Day | 24 | 0 | 0 | 0 | 0 | 74.4 | 144 | 148.8 | 148.8 | 72 | 0 | 0 | 0 | 0 | 0 | 0 | 0 | 195.7494 | 378.8698 | 391.4988 | 391.4988 | 189.4349 | 0 | 0 | 0 | 588 | 1547.0519 | 0.57848
607 | AC system | Compressor | RTU-4 | Cooling 1 |  |  | 3 | 16 | 167.0 |  | 6.203806645876730 | 0.75 | 0.87 | 0.758 | 2.631 |  | 0.2 | All Day | 24 | 0 | 0 | 0 | 0 | 74.4 | 144 | 148.8 | 148.8 | 72 | 0 | 0 | 0 | 0 | 0 | 0 | 0 | 195.7494 | 378.8698 | 391.4988 | 391.4988 | 189.4349 | 0 | 0 | 0 | 588 | 1547.0519 | 0.57848
608 | AC system | Compressor (x2) | RTHP-1 | Cooling 1 |  |  | 3 | 17.3 | 208.0 |  | 8.354707273 | 0.75 | 0.8825 | 0.7645 | 7.1472 |  | 0.2 | All Day | 24.0 | 0 | 0 | 0 | 0 | 74.4 | 144 | 148.8 | 148.8 | 72 | 0 | 0 | 0 | 0 | 0 | 0 | 0 | 531.7552 | 1029.2036 | 1063.5104 | 1063.5104 | 514.6018 | 0 | 0 | 0 | 588 | 4202.5815 | 2.0491
609 | AC system | Compressor | RTHP-2 | Cooling 1 |  |  | 3 | 18.6 | 208.0 |  | 8.982517647 | 0.75 | 0.8825 | 0.7645 | 3.8422 |  | 0.2 | All Day | 24.0 | 0 | 0 | 0 | 0 | 74.4 | 144 | 148.8 | 148.8 | 72 | 0 | 0 | 0 | 0 | 0 | 0 | 0 | 285.8568 | 553.2713 | 571.7137 | 571.7137 | 276.6357 | 0 | 0 | 0 | 588 | 2259.1912 | 1.1015
610 | Ventilation | Exhaust Fan | EF | Uniform |  | 0.05 |  |  |  |  | 0.06702412868632710 | 0.75 | 0.75 | 0.7 | 0.05 |  | 0.1 | All Day | 24.0 | 74.4 | 67.2 | 74.4 | 72 | 74.4 | 72 | 74.4 | 74.4 | 72 | 74.4 | 72 | 74.4 | 3.72 | 3.36 | 3.72 | 3.6 | 3.72 | 3.6 | 3.72 | 3.72 | 3.6 | 3.72 | 3.6 | 3.72 | 876 | 43.8 | 0.0040599
611 | Ventilation | Exhaust Fan | EF-4 | Uniform |  | 0.06 |  |  |  |  | 0.08042895442359250 | 0.75 | 0.75 | 0.7 | 0.06 |  | 0.1 | All Day | 24.0 | 74.4 | 67.2 | 74.4 | 72 | 74.4 | 72 | 74.4 | 74.4 | 72 | 74.4 | 72 | 74.4 | 4.464 | 4.032 | 4.464 | 4.32 | 4.464 | 4.32 | 4.464 | 4.464 | 4.32 | 4.464 | 4.32 | 4.464 | 876 | 52.56 | 0.22137
612 | Ventilation | Exhaust Fan | EF-5 | Uniform |  | 0.1 |  |  |  |  | 0.13404825737265400 | 0.75 | 0.75 | 0.7 | 0.1 |  | 0.1 | All Day | 24.0 | 74.4 | 67.2 | 74.4 | 72 | 74.4 | 72 | 74.4 | 74.4 | 72 | 74.4 | 72 | 74.4 | 7.44 | 6.72 | 7.44 | 7.2 | 7.44 | 7.2 | 7.44 | 7.44 | 7.2 | 7.44 | 7.2 | 7.44 | 876 | 87.6 | 0.36896
613 | Ventilation | Exhaust Fan | EF-6 | Uniform |  | 0.06 |  |  |  |  | 0.08042895442359250 | 0.75 | 0.75 | 0.7 | 0.06 |  | 0.1 | All Day | 24.0 | 74.4 | 67.2 | 74.4 | 72 | 74.4 | 72 | 74.4 | 74.4 | 72 | 74.4 | 72 | 74.4 | 4.464 | 4.032 | 4.464 | 4.32 | 4.464 | 4.32 | 4.464 | 4.464 | 4.32 | 4.464 | 4.32 | 4.464 | 876 | 52.56 | 0.22137
614 | Ventilation | Exhaust Fan | EF-7 | Uniform |  | 0.16 |  |  |  |  | 0.21447721179624700 | 0.75 | 0.75 | 0.7 | 0.16 |  | 0.1 | All Day | 24.0 | 74.4 | 67.2 | 74.4 | 72 | 74.4 | 72 | 74.4 | 74.4 | 72 | 74.4 | 72 | 74.4 | 11.904 | 10.752 | 11.904 | 11.52 | 11.904 | 11.52 | 11.904 | 11.904 | 11.52 | 11.904 | 11.52 | 11.904 | 876 | 140.16 | 0.59033
615 | Ventilation | Exhaust Fan | EF-8 | Uniform |  | 0.06 |  |  |  |  | 0.08042895442359250 | 0.75 | 0.75 | 0.7 | 0.06 |  | 0.1 | All Day | 24.0 | 74.4 | 67.2 | 74.4 | 72 | 74.4 | 72 | 74.4 | 74.4 | 72 | 74.4 | 72 | 74.4 | 4.464 | 4.032 | 4.464 | 4.32 | 4.464 | 4.32 | 4.464 | 4.464 | 4.32 | 4.464 | 4.32 | 4.464 | 876 | 52.56 | 0.22137
616 | Ventilation | Exhaust Fan | EF-9 | Uniform |  | 0.06 |  |  |  |  | 0.08042895442359250 | 0.75 | 0.75 | 0.7 | 0.06 |  | 0.1 | All Day | 24.0 | 74.4 | 67.2 | 74.4 | 72 | 74.4 | 72 | 74.4 | 74.4 | 72 | 74.4 | 72 | 74.4 | 4.464 | 4.032 | 4.464 | 4.32 | 4.464 | 4.32 | 4.464 | 4.464 | 4.32 | 4.464 | 4.32 | 4.464 | 876 | 52.56 | 0.22137
617 | Miscellaneous electricity | Chest freezer |  | Uniform |  | 0.4 |  |  |  |  | 0.5361930294906170 | 0.75 | 0.75 | 0.7 | 0.4 |  | 0.1 | All Day | 24.0 | 74.4 | 67.2 | 74.4 | 72 | 74.4 | 72 | 74.4 | 74.4 | 72 | 74.4 | 72 | 74.4 | 29.76 | 26.88 | 29.76 | 28.8 | 29.76 | 28.8 | 29.76 | 29.76 | 28.8 | 29.76 | 28.8 | 29.76 | 876 | 350.4 | 0.060432
618 | Miscellaneous electricity | Fridge-freezer |  | Uniform |  | 0.2 |  |  |  |  | 0.2680965147453080 | 0.75 | 0.75 | 0.7 | 0.2 |  | 0.1 | All Day | 24.0 | 74.4 | 67.2 | 74.4 | 72 | 74.4 | 72 | 74.4 | 74.4 | 72 | 74.4 | 72 | 74.4 | 14.88 | 13.44 | 14.88 | 14.4 | 14.88 | 14.4 | 14.88 | 14.88 | 14.4 | 14.88 | 14.4 | 14.88 | 876 | 175.2 | 0.030216
619 | Miscellaneous electricity | Fridge-freezer |  | Uniform |  | 0.2 |  |  |  |  | 0.2680965147453080 | 0.75 | 0.75 | 0.7 | 0.2 |  | 0.1 | All Day | 24.0 | 74.4 | 67.2 | 74.4 | 72 | 74.4 | 72 | 74.4 | 74.4 | 72 | 74.4 | 72 | 74.4 | 14.88 | 13.44 | 14.88 | 14.4 | 14.88 | 14.4 | 14.88 | 14.88 | 14.4 | 14.88 | 14.4 | 14.88 | 876 | 175.2 | 0.030216
620 | Miscellaneous electricity | Fridge-freezer |  | Uniform |  | 0.2 |  |  |  |  | 0.2680965147453080 | 0.75 | 0.75 | 0.7 | 0.2 |  | 0.1 | All Day | 24.0 | 74.4 | 67.2 | 74.4 | 72 | 74.4 | 72 | 74.4 | 74.4 | 72 | 74.4 | 72 | 74.4 | 14.88 | 13.44 | 14.88 | 14.4 | 14.88 | 14.4 | 14.88 | 14.88 | 14.4 | 14.88 | 14.4 | 14.88 | 876 | 175.2 | 0.030216
621 | Miscellaneous electricity | Fridge-freezer |  | Uniform |  | 0.2 |  |  |  |  | 0.2680965147453080 | 0.75 | 0.75 | 0.7 | 0.2 |  | 0.1 | All Day | 24.0 | 74.4 | 67.2 | 74.4 | 72 | 74.4 | 72 | 74.4 | 74.4 | 72 | 74.4 | 72 | 74.4 | 14.88 | 13.44 | 14.88 | 14.4 | 14.88 | 14.4 | 14.88 | 14.88 | 14.4 | 14.88 | 14.4 | 14.88 | 876 | 175.2 | 0.030216
622 | Ventilation | Exhaust Fan (x53) | W/R fan | Uniform | 5.300000000000000 | [5 empty] | 5.300000000000000 | 0.75 | 0.87 | 0.758 | 3.4084 |  | 0.1 | All Day | 24.0 | 74.4 | 67.2 | 74.4 | 72 | 74.4 | 72 | 74.4 | 74.4 | 72 | 74.4 | 72 | 74.4 | 253.5886 | 229.0477 | 253.5886 | 245.4083 | 253.5886 | 245.4083 | 253.5886 | 253.5886 | 245.4083 | 253.5886 | 245.4083 | 253.5886 | 876 | 2985.8007 | 0.97261
623 | Electric heating | Pot-DHW |  | Uniform |  | 3 |  |  |  |  | 4.021447721179630 | 0.75 | 0.86 | 0.71525 | 2.6163 |  | 0.2 | DHWT | 12.0 | 74.4 | 67.2 | 74.4 | 72 | 74.4 | 72 | 74.4 | 74.4 | 72 | 74.4 | 72 | 74.4 | 194.6512 | 175.814 | 194.6512 | 188.3721 | 194.6512 | 188.3721 | 194.6512 | 194.6512 | 188.3721 | 194.6512 | 188.3721 | 194.6512 | 876 | 2291.8605 | 2.9664
624 | Miscellaneous electricity | Washers (total 4) |  | Uniform |  |  | 1 |  | 120.0 | 39.2 | 6.305630026809650 | 0.75 | 0.75 | 0.905 | 4.2571 |  | 0.1 | All Day | 24.0 | 74.4 | 67.2 | 74.4 | 72 | 74.4 | 72 | 74.4 | 74.4 | 72 | 74.4 | 72 | 74.4 | 316.7297 | 286.0785 | 316.7297 | 306.5126 | 316.7297 | 306.5126 | 316.7297 | 316.7297 | 306.5126 | 316.7297 | 306.5126 | 316.7297 | 876 | 3729.2371 | 3.3616
625 | Miscellaneous electricity | Dryers (total 4) |  | Uniform |  |  | 1 |  | 120.0 | 96 | 15.442359249329800 | 0.75 | 0.75 | 0.935 | 10.7712 |  | 0.1 | All Day | 24.0 | 74.4 | 67.2 | 74.4 | 72 | 74.4 | 72 | 74.4 | 74.4 | 72 | 74.4 | 72 | 74.4 | 801.3773 | 723.8246 | 801.3773 | 775.5264 | 801.3773 | 775.5264 | 801.3773 | 801.3773 | 775.5264 | 801.3773 | 775.5264 | 801.3773 | 876 | 9435.5712 | 8.5053
626 | Miscellaneous electricity | Washers |  | Uniform |  | 1 |  |  |  |  | 1.3404825737265400 | 0.75 | 0.75 | 0.65475 | 1 |  | 0.1 | All Day | 24.0 | 74.4 | 67.2 | 74.4 | 72 | 74.4 | 72 | 74.4 | 74.4 | 72 | 74.4 | 72 | 74.4 | 74.4 | 67.2 | 74.4 | 72 | 74.4 | 72 | 74.4 | 74.4 | 72 | 74.4 | 72 | 74.4 | 876 | 876 | 0.36294
627 | Ventilation | Exhaust Fan |  | Uniform | 0.013333333333333300 | [5 empty] | 0.013333333333333300 | 0.75 | 0.75 | 0.7 | 0.0099467 |  | 0.1 | All Day | 24.0 | 74.4 | 67.2 | 74.4 | 72 | 74.4 | 72 | 74.4 | 74.4 | 72 | 74.4 | 72 | 74.4 | 0.74003 | 0.66842 | 0.74003 | 0.71616 | 0.74003 | 0.71616 | 0.74003 | 0.74003 | 0.71616 | 0.74003 | 0.71616 | 0.74003 | 876 | 8.7133 | 0.0036101
628 | Ventilation | Exhaust Fan |  | Uniform | 0.013333333333333300 | [5 empty] | 0.013333333333333300 | 0.75 | 0.75 | 0.7 | 0.0099467 |  | 0.1 | All Day | 24.0 | 74.4 | 67.2 | 74.4 | 72 | 74.4 | 72 | 74.4 | 74.4 | 72 | 74.4 | 72 | 74.4 | 0.74003 | 0.66842 | 0.74003 | 0.71616 | 0.74003 | 0.71616 | 0.74003 | 0.74003 | 0.71616 | 0.74003 | 0.71616 | 0.74003 | 876 | 8.7133 | 0.0036101
629 | Ventilation | Exhaust fan (x2) |  | Uniform | 0.06666666666666670 | [5 empty] | 0.06666666666666670 | 0.75 | 0.75 | 0.7 | 0.099467 |  | 0.1 | All Day | 24.0 | 74.4 | 67.2 | 74.4 | 72 | 74.4 | 72 | 74.4 | 74.4 | 72 | 74.4 | 72 | 74.4 | 7.4003 | 6.6842 | 7.4003 | 7.1616 | 7.4003 | 7.1616 | 7.4003 | 7.4003 | 7.1616 | 7.4003 | 7.1616 | 7.4003 | 876 | 87.1328 | 0.31782
630 | Ventilation | Exhaust Fan | EF-1 | Uniform |  |  | 1 | 2 | 120.0 |  | 0.32171581769437000 | 0.75 | 0.75 | 0.67 | 0.1206 |  | 0.1 | All Day | 24.0 | 74.4 | 67.2 | 74.4 | 72 | 74.4 | 72 | 74.4 | 74.4 | 72 | 74.4 | 72 | 74.4 | 8.9726 | 8.1043 | 8.9726 | 8.6832 | 8.9726 | 8.6832 | 8.9726 | 8.9726 | 8.6832 | 8.9726 | 8.6832 | 8.9726 | 876 | 105.6456 | 0.38535
631 | Ventilation | Exhaust Fan | EF-2 | Uniform |  |  | 1 | 2.1 | 120.0 |  | 0.3378016085790890 | 0.75 | 0.75 | 0.67 | 0.12663 |  | 0.1 | All Day | 24.0 | 74.4 | 67.2 | 74.4 | 72 | 74.4 | 72 | 74.4 | 74.4 | 72 | 74.4 | 72 | 74.4 | 9.4213 | 8.5095 | 9.4213 | 9.1174 | 9.4213 | 9.1174 | 9.4213 | 9.4213 | 9.1174 | 9.4213 | 9.1174 | 9.4213 | 876 | 110.9279 | 0.40461
632 | Ventilation | Exhaust Fan | EF-3 | Uniform |  |  | 1 | 1.3 | 120.0 |  | 0.20911528150134000 | 0.75 | 0.75 | 0.67 | 0.07839 |  | 0.1 | All Day | 24.0 | 74.4 | 67.2 | 74.4 | 72 | 74.4 | 72 | 74.4 | 74.4 | 72 | 74.4 | 72 | 74.4 | 5.8322 | 5.2678 | 5.8322 | 5.6441 | 5.8322 | 5.6441 | 5.8322 | 5.8322 | 5.6441 | 5.8322 | 5.6441 | 5.8322 | 876 | 68.6696 | 0.25048
633 | Ventilation | Exhaust Fan | EF-4 | Uniform |  |  | 1 | 1.2 | 120.0 |  | 0.19302949061662200 | 0.75 | 0.75 | 0.67 | 0.07236 |  | 0.1 | All Day | 24.0 | 74.4 | 67.2 | 74.4 | 72 | 74.4 | 72 | 74.4 | 74.4 | 72 | 74.4 | 72 | 74.4 | 5.3836 | 4.8626 | 5.3836 | 5.2099 | 5.3836 | 5.2099 | 5.3836 | 5.3836 | 5.2099 | 5.3836 | 5.2099 | 5.3836 | 876 | 63.3874 | 0.23121
634 | Miscellaneous electricity | Walk-in cooler |  | Uniform |  |  | 1 |  | 120.0 | 6 | 0.9651474530831100 | 0.75 | 0.75 | 0.69667 | 0.5016 |  | 0.1 | All Day | 24.0 | 74.4 | 67.2 | 74.4 | 72 | 74.4 | 72 | 74.4 | 74.4 | 72 | 74.4 | 72 | 74.4 | 37.319 | 33.7075 | 37.319 | 36.1152 | 37.319 | 36.1152 | 37.319 | 37.319 | 36.1152 | 37.319 | 36.1152 | 37.319 | 876 | 439.4016 | 1.6027
635 | Miscellaneous electricity | Condensing Unit |  | Uniform |  |  | 3 |  | 208.0 | 12 | 5.795172675190240 | 0.75 | 0.87 | 0.758 | 3.277 |  | 0.1 | All Day | 24.0 | 74.4 | 67.2 | 74.4 | 72 | 74.4 | 72 | 74.4 | 74.4 | 72 | 74.4 | 72 | 74.4 | 243.8077 | 220.2134 | 243.8077 | 235.9429 | 243.8077 | 235.9429 | 243.8077 | 243.8077 | 235.9429 | 243.8077 | 235.9429 | 243.8077 | 876 | 2870.6386 | 10.4708
636 | Miscellaneous electricity | Evaporator Coil |  | Uniform | 0.13333333333333300 |  | 1 |  | 120.0 |  | 0.13333333333333300 | 0.75 | 0.75 | 0.67 | 0.099467 |  | 0.1 | All Day | 24.0 | 74.4 | 67.2 | 74.4 | 72 | 74.4 | 72 | 74.4 | 74.4 | 72 | 74.4 | 72 | 74.4 | 7.4003 | 6.6842 | 7.4003 | 7.1616 | 7.4003 | 7.1616 | 7.4003 | 7.4003 | 7.1616 | 7.4003 | 7.1616 | 7.4003 | 876 | 87.1328 | 0.31782
637 | AC system | Compressor | AC COM | Uniform |  |  | 1 | 13.1 | 208.0 |  | 3.65254691689008 | 0.75 | 0.75 | 0.845 | 1.7268 |  | 0.1 |  | 24.0 | 74.4 | 67.2 | 74.4 | 72 | 74.4 | 72 | 74.4 | 74.4 | 72 | 74.4 | 72 | 74.4 | 128.477 | 116.0438 | 128.477 | 124.3326 | 128.477 | 124.3326 | 128.477 | 128.477 | 124.3326 | 128.477 | 124.3326 | 128.477 | 876 | 1512.7136 | 2.5725
638 | Pump | Weeping Tile Sump Pump | SP-1/2 | Uniform | 0.4 | [5 empty] | 0.4 | 0.75 | 0.75 | 0.7 | 0.2984 |  | 0.1 | All Day | 24.0 | 74.4 | 67.2 | 74.4 | 72 | 74.4 | 72 | 74.4 | 74.4 | 72 | 74.4 | 72 | 74.4 | 22.201 | 20.0525 | 22.201 | 21.4848 | 22.201 | 21.4848 | 22.201 | 22.201 | 21.4848 | 22.201 | 21.4848 | 22.201 | 876 | 261.3984 | 0.047028
639 | Pump | Basement Lift Station | SP-4/5 | Uniform | 2 | [5 empty] | 2 | 0.75 | 0.845 | 0.702 | 1.3243 |  | 0.1 | All Day | 24.0 | 74.4 | 67.2 | 74.4 | 72 | 74.4 | 72 | 74.4 | 74.4 | 72 | 74.4 | 72 | 74.4 | 98.525 | 88.9903 | 98.525 | 95.3467 | 98.525 | 95.3467 | 98.525 | 98.525 | 95.3467 | 98.525 | 95.3467 | 98.525 | 876 | 1160.0521 | 0.20871
640 | Pump | Pump | SP-5 | Uniform | 0.3 | [5 empty] | 0.3 | 0.75 | 0.75 | 0.7 | 0.2238 |  | 0.1 | All Day | 24.0 | 74.4 | 67.2 | 74.4 | 72 | 74.4 | 72 | 74.4 | 74.4 | 72 | 74.4 | 72 | 74.4 | 16.6507 | 15.0394 | 16.6507 | 16.1136 | 16.6507 | 16.1136 | 16.6507 | 16.6507 | 16.1136 | 16.6507 | 16.1136 | 16.6507 | 876 | 196.0488 | 0.0037116
641 | Ventilation | Elicent AXC250 | EF11 | Uniform |  | 0.25 |  |  |  |  | 0.3351206434316350 | 0.75 | 0.75 | 0.7 | 0.25 |  | 0.1 |  | 24.0 | 74.4 | 67.2 | 74.4 | 72 | 74.4 | 72 | 74.4 | 74.4 | 72 | 74.4 | 72 | 74.4 | 18.6 | 16.8 | 18.6 | 18 | 18.6 | 18 | 18.6 | 18.6 | 18 | 18.6 | 18 | 18.6 | 876 | 219 | 0.073043
642 | Pump | Pump |  | Uniform |  | 0.15 |  |  |  |  | 0.20107238605898100 | 0.75 | 0.75 | 0.7 | 0.15 |  | 0.1 | All Day | 24.0 | 74.4 | 67.2 | 74.4 | 72 | 74.4 | 72 | 74.4 | 74.4 | 72 | 74.4 | 72 | 74.4 | 11.16 | 10.08 | 11.16 | 10.8 | 11.16 | 10.8 | 11.16 | 11.16 | 10.8 | 11.16 | 10.8 | 11.16 | 876 | 131.4 | 0.20443
643 | Pump | Pump |  | Uniform |  | 0.084 |  |  |  |  | 0.1126005361930300 | 0.75 | 0.75 | 0.7 | 0.084 |  | 0.1 | All Day | 24.0 | 74.4 | 67.2 | 74.4 | 72 | 74.4 | 72 | 74.4 | 74.4 | 72 | 74.4 | 72 | 74.4 | 6.2496 | 5.6448 | 6.2496 | 6.048 | 6.2496 | 6.048 | 6.2496 | 6.2496 | 6.048 | 6.2496 | 6.048 | 6.2496 | 876 | 73.584 | 0.11448
644 | Ventilation | Exhaust Fan | EF-28 | Uniform |  |  | 1 |  | 120.0 | 7.8 | 1.254691689008040 | 0.75 | 0.75 | 0.765 | 0.71604 |  | 0.1 | 24.0 | 24.0 | 74.4 | 67.2 | 74.4 | 72 | 74.4 | 72 | 74.4 | 74.4 | 72 | 74.4 | 72 | 74.4 | 53.2734 | 48.1179 | 53.2734 | 51.5549 | 53.2734 | 51.5549 | 53.2734 | 53.2734 | 51.5549 | 53.2734 | 51.5549 | 53.2734 | 876 | 627.251 | 0.18334
645 | Pump | DHW Circ Pump |  | Uniform | 0.3333333333 | [5 empty] | 0.3333333333 | 0.75 | 0.75 | 0.7 | 0.24867 |  | 0.1 | All Day | 24.0 | 74.4 | 67.2 | 74.4 | 72 | 74.4 | 72 | 74.4 | 74.4 | 72 | 74.4 | 72 | 74.4 | 18.5008 | 16.7104 | 18.5008 | 17.904 | 18.5008 | 17.904 | 18.5008 | 18.5008 | 17.904 | 18.5008 | 17.904 | 18.5008 | 876 | 217.832 | 0.5711
646 | Pump | Heating Water Pump |  | Uniform | 0.3333333333 | [5 empty] | 0.3333333333 | 0.75 | 0.75 | 0.7 | 0.24867 |  | 0.1 | All Day | 24.0 | 74.4 | 67.2 | 74.4 | 72 | 74.4 | 72 | 74.4 | 74.4 | 72 | 74.4 | 72 | 74.4 | 18.5008 | 16.7104 | 18.5008 | 17.904 | 18.5008 | 17.904 | 18.5008 | 18.5008 | 17.904 | 18.5008 | 17.904 | 18.5008 | 876 | 217.832 | 0.5711
647 | Pump | Boiler Pump |  | Uniform | 0.3333333333 | [5 empty] | 0.3333333333 | 0.75 | 0.75 | 0.7 | 0.24867 |  | 0.1 | All Day | 24.0 | 74.4 | 67.2 | 74.4 | 72 | 74.4 | 72 | 74.4 | 74.4 | 72 | 74.4 | 72 | 74.4 | 18.5008 | 16.7104 | 18.5008 | 17.904 | 18.5008 | 17.904 | 18.5008 | 18.5008 | 17.904 | 18.5008 | 17.904 | 18.5008 | 876 | 217.832 | 0.5711
648 | Pump | DHW Circ Pump |  | Uniform | 0.3333333333 | [5 empty] | 0.3333333333 | 0.75 | 0.75 | 0.7 | 0.24867 |  | 0.1 | All Day | 24.0 | 74.4 | 67.2 | 74.4 | 72 | 74.4 | 72 | 74.4 | 74.4 | 72 | 74.4 | 72 | 74.4 | 18.5008 | 16.7104 | 18.5008 | 17.904 | 18.5008 | 17.904 | 18.5008 | 18.5008 | 17.904 | 18.5008 | 17.904 | 18.5008 | 876 | 217.832 | 0.5711
649 | Pump | Heating Water Pump |  | Uniform | 0.3333333333 | [5 empty] | 0.3333333333 | 0.75 | 0.75 | 0.7 | 0.24867 |  | 0.1 | All Day | 24.0 | 74.4 | 67.2 | 74.4 | 72 | 74.4 | 72 | 74.4 | 74.4 | 72 | 74.4 | 72 | 74.4 | 18.5008 | 16.7104 | 18.5008 | 17.904 | 18.5008 | 17.904 | 18.5008 | 18.5008 | 17.904 | 18.5008 | 17.904 | 18.5008 | 876 | 217.832 | 0.5711
650 | Pump | Boiler Pump |  | Uniform | 0.3333333333 | [5 empty] | 0.3333333333 | 0.75 | 0.75 | 0.7 | 0.24867 |  | 0.1 | All Day | 24.0 | 74.4 | 67.2 | 74.4 | 72 | 74.4 | 72 | 74.4 | 74.4 | 72 | 74.4 | 72 | 74.4 | 18.5008 | 16.7104 | 18.5008 | 17.904 | 18.5008 | 17.904 | 18.5008 | 18.5008 | 17.904 | 18.5008 | 17.904 | 18.5008 | 876 | 217.832 | 0.5711
651 | Pump | DHW Circ Pump |  | Uniform | 0.3333333333 | [5 empty] | 0.3333333333 | 0.75 | 0.75 | 0.7 | 0.24867 |  | 0.1 | All Day | 24.0 | 74.4 | 67.2 | 74.4 | 72 | 74.4 | 72 | 74.4 | 74.4 | 72 | 74.4 | 72 | 74.4 | 18.5008 | 16.7104 | 18.5008 | 17.904 | 18.5008 | 17.904 | 18.5008 | 18.5008 | 17.904 | 18.5008 | 17.904 | 18.5008 | 876 | 217.832 | 0.5711
652 | Pump | Heating Water Pump |  | Uniform | 0.3333333333 | [5 empty] | 0.3333333333 | 0.75 | 0.75 | 0.7 | 0.24867 |  | 0.1 | All Day | 24.0 | 74.4 | 67.2 | 74.4 | 72 | 74.4 | 72 | 74.4 | 74.4 | 72 | 74.4 | 72 | 74.4 | 18.5008 | 16.7104 | 18.5008 | 17.904 | 18.5008 | 17.904 | 18.5008 | 18.5008 | 17.904 | 18.5008 | 17.904 | 18.5008 | 876 | 217.832 | 0.5711
653 | Pump | Boiler Pump |  | Uniform | 0.3333333333 | [5 empty] | 0.3333333333 | 0.75 | 0.75 | 0.7 | 0.24867 |  | 0.1 | All Day | 24.0 | 74.4 | 67.2 | 74.4 | 72 | 74.4 | 72 | 74.4 | 74.4 | 72 | 74.4 | 72 | 74.4 | 18.5008 | 16.7104 | 18.5008 | 17.904 | 18.5008 | 17.904 | 18.5008 | 18.5008 | 17.904 | 18.5008 | 17.904 | 18.5008 | 876 | 217.832 | 0.5711
654 | Pump | DHW Circ Pump |  | Uniform | 0.3333333333 | [5 empty] | 0.3333333333 | 0.75 | 0.75 | 0.7 | 0.24867 |  | 0.1 | All Day | 24.0 | 74.4 | 67.2 | 74.4 | 72 | 74.4 | 72 | 74.4 | 74.4 | 72 | 74.4 | 72 | 74.4 | 18.5008 | 16.7104 | 18.5008 | 17.904 | 18.5008 | 17.904 | 18.5008 | 18.5008 | 17.904 | 18.5008 | 17.904 | 18.5008 | 876 | 217.832 | 0.5711
655 | Pump | Heating Water Pump |  | Uniform | 0.3333333333 | [5 empty] | 0.3333333333 | 0.75 | 0.75 | 0.7 | 0.24867 |  | 0.1 | All Day | 24.0 | 74.4 | 67.2 | 74.4 | 72 | 74.4 | 72 | 74.4 | 74.4 | 72 | 74.4 | 72 | 74.4 | 18.5008 | 16.7104 | 18.5008 | 17.904 | 18.5008 | 17.904 | 18.5008 | 18.5008 | 17.904 | 18.5008 | 17.904 | 18.5008 | 876 | 217.832 | 0.5711
656 | Pump | Boiler Pump |  | Uniform | 0.3333333333 | [5 empty] | 0.3333333333 | 0.75 | 0.75 | 0.7 | 0.24867 |  | 0.1 | All Day | 24.0 | 74.4 | 67.2 | 74.4 | 72 | 74.4 | 72 | 74.4 | 74.4 | 72 | 74.4 | 72 | 74.4 | 18.5008 | 16.7104 | 18.5008 | 17.904 | 18.5008 | 17.904 | 18.5008 | 18.5008 | 17.904 | 18.5008 | 17.904 | 18.5008 | 876 | 217.832 | 0.5711
657 | Ventilation | Exhaust Fan | EF23 | Uniform | 0.15 | [5 empty] | 0.15 | 0.75 | 0.75 | 0.7 | 0.1119 |  | 0.2 | All Day | 24.0 | 148.8 | 134.4 | 148.8 | 144 | 148.8 | 144 | 148.8 | 148.8 | 144 | 148.8 | 144 | 148.8 | 16.6507 | 15.0394 | 16.6507 | 16.1136 | 16.6507 | 16.1136 | 16.6507 | 16.6507 | 16.1136 | 16.6507 | 16.1136 | 16.6507 | 1752 | 196.0488 | 0.1297
658 | Ventilation | Supply Fan | HRV-1 | Uniform |  |  | 1 |  | 115.0 | 3 | 0.4624664879356570 | 0.75 | 0.75 | 0.67 | 0.23115 |  | 0.2 | All Day | 24.0 | 148.8 | 134.4 | 148.8 | 144 | 148.8 | 144 | 148.8 | 148.8 | 144 | 148.8 | 144 | 148.8 | 34.3951 | 31.0666 | 34.3951 | 33.2856 | 34.3951 | 33.2856 | 34.3951 | 34.3951 | 33.2856 | 34.3951 | 33.2856 | 34.3951 | 1752 | 404.9748 | 0.037537
659 | Ventilation | Exhaust Fans | EF-1 to EF-3 | Uniform | 0.30000000000000000 | [5 empty] | 0.30000000000000000 | 0.75 | 0.75 | 0.7 | 0.2238 |  | 0.2 | All Day | 24.0 | 148.8 | 134.4 | 148.8 | 144 | 148.8 | 144 | 148.8 | 148.8 | 144 | 148.8 | 144 | 148.8 | 33.3014 | 30.0787 | 33.3014 | 32.2272 | 33.3014 | 32.2272 | 33.3014 | 33.3014 | 32.2272 | 33.3014 | 32.2272 | 33.3014 | 1752 | 392.0976 | 0.036344
660 | Ventilation | Supply Fan |  | Uniform | 4.0 | [5 empty] | 4.0 | 0.75 | 0.86 | 0.71525 | 2.6023 |  | 0.2 | All Day | 24.0 | 148.8 | 134.4 | 148.8 | 144 | 148.8 | 144 | 148.8 | 148.8 | 144 | 148.8 | 144 | 148.8 | 387.226 | 349.7526 | 387.226 | 374.7349 | 387.226 | 374.7349 | 387.226 | 387.226 | 374.7349 | 387.226 | 374.7349 | 387.226 | 1752 | 4559.2744 | 0.4226
661 | Ventilation | Exhaust Fans |  | Uniform | 0.4 | [5 empty] | 0.4 | 0.75 | 0.75 | 0.7 | 0.2984 |  | 0.2 | All Day | 24.0 | 148.8 | 134.4 | 148.8 | 144 | 148.8 | 144 | 148.8 | 148.8 | 144 | 148.8 | 144 | 148.8 | 44.4019 | 40.105 | 44.4019 | 42.9696 | 44.4019 | 42.9696 | 44.4019 | 44.4019 | 42.9696 | 44.4019 | 42.9696 | 44.4019 | 1752 | 522.7968 | 0.048459
662 | Ventilation | Exhaust Fans |  | Uniform | 0.4 | [5 empty] | 0.4 | 0.75 | 0.75 | 0.7 | 0.2984 |  | 0.2 | All Day | 24.0 | 148.8 | 134.4 | 148.8 | 144 | 148.8 | 144 | 148.8 | 148.8 | 144 | 148.8 | 144 | 148.8 | 44.4019 | 40.105 | 44.4019 | 42.9696 | 44.4019 | 42.9696 | 44.4019 | 44.4019 | 42.9696 | 44.4019 | 42.9696 | 44.4019 | 1752 | 522.7968 | 0.048459
663 | Ventilation | Exhaust Fans |  | Uniform | 0.4 | [5 empty] | 0.4 | 0.75 | 0.75 | 0.7 | 0.2984 |  | 0.2 | All Day | 24.0 | 148.8 | 134.4 | 148.8 | 144 | 148.8 | 144 | 148.8 | 148.8 | 144 | 148.8 | 144 | 148.8 | 44.4019 | 40.105 | 44.4019 | 42.9696 | 44.4019 | 42.9696 | 44.4019 | 44.4019 | 42.9696 | 44.4019 | 42.9696 | 44.4019 | 1752 | 522.7968 | 0.048459
664 | Ventilation | Supply Fan | Hgall HVAC | Uniform | 4.5 | [5 empty] | 4.5 | 0.75 | 0.86 | 0.71525 | 2.9276 |  | 0.2 | All Day | 24.0 | 148.8 | 134.4 | 148.8 | 144 | 148.8 | 144 | 148.8 | 148.8 | 144 | 148.8 | 144 | 148.8 | 435.6293 | 393.4716 | 435.6293 | 421.5767 | 435.6293 | 421.5767 | 435.6293 | 435.6293 | 421.5767 | 435.6293 | 421.5767 | 435.6293 | 1752 | 5129.1837 | 1.6708
665 | Electric heating | Cabinet Unit Heaters | CUH-1-7 | Uniform | 0.35000000000000000 | [5 empty] | 0.35000000000000000 | 0.75 | 0.75 | 0.7 | 0.2611 |  | 0.2 | All Day | 24.0 | 148.8 | 134.4 | 148.8 | 144 | 148.8 | 144 | 148.8 | 148.8 | 144 | 148.8 | 144 | 148.8 | 38.8517 | 35.0918 | 38.8517 | 37.5984 | 38.8517 | 37.5984 | 38.8517 | 38.8517 | 37.5984 | 38.8517 | 37.5984 | 38.8517 | 1752 | 457.4472 | 0.0031823
666 | Electric heating | Electrical Unit Heaters | EUH-1-8 | Uniform |  | 40 |  |  |  |  | 53.61930294906170 | 0.75 | 0.92525 | 0.824 | 32.4237 |  | 0.2 | All Day | 24.0 | 148.8 | 134.4 | 148.8 | 144 | 148.8 | 144 | 148.8 | 148.8 | 144 | 148.8 | 144 | 148.8 | 4824.642 | 4357.7412 | 4824.642 | 4669.0084 | 4824.642 | 4669.0084 | 4824.642 | 4824.642 | 4669.0084 | 4824.642 | 4669.0084 | 4824.642 | 1752 | 56806.2686 | 0.39518
667 | Electric heating | Elec heating | AH-1 | Uniform |  | 75 |  |  |  |  | 100.53619302949100 | 0.75 | 0.9375 | 0.82325 | 60 |  | 0.2 | All Day | 24.0 | 148.8 | 134.4 | 148.8 | 144 | 148.8 | 144 | 148.8 | 148.8 | 144 | 148.8 | 144 | 148.8 | 8928 | 8064 | 8928 | 8640 | 8928 | 8640 | 8928 | 8928 | 8640 | 8928 | 8640 | 8928 | 1752 | 105120 | 0.73129
668 | AC system | DX compressor | AH-1 | Uniform |  | 21.7 |  |  |  |  | 29.08847184986600 | 0.75 | 0.9115 | 0.80375 | 17.8552 |  | 0.2 | All Day | 24.0 | 148.8 | 134.4 | 148.8 | 144 | 148.8 | 144 | 148.8 | 148.8 | 144 | 148.8 | 144 | 148.8 | 2656.8513 | 2399.7367 | 2656.8513 | 2571.1465 | 2656.8513 | 2571.1465 | 2656.8513 | 2656.8513 | 2571.1465 | 2656.8513 | 2571.1465 | 2656.8513 | 1752 | 31282.282 | 0.21762
669 | Electric heating | Elec heating | AH-3 | Uniform |  | 42.3 |  |  |  |  | 56.702412868632700 | 0.75 | 0.92525 | 0.824 | 34.288 |  | 0.2 | All Day | 24.0 | 148.8 | 134.4 | 148.8 | 144 | 148.8 | 144 | 148.8 | 148.8 | 144 | 148.8 | 144 | 148.8 | 5102.0589 | 4608.3113 | 5102.0589 | 4937.4764 | 5102.0589 | 4937.4764 | 5102.0589 | 5102.0589 | 4937.4764 | 5102.0589 | 4937.4764 | 5102.0589 | 1752 | 60072.629 | 0.41791
670 | Electric heating | Elec heating | AH-4 | Uniform |  | 75 |  |  |  |  | 100.53619302949100 | 0.75 | 0.9375 | 0.82325 | 60 |  | 0.2 | All Day | 24.0 | 148.8 | 134.4 | 148.8 | 144 | 148.8 | 144 | 148.8 | 148.8 | 144 | 148.8 | 144 | 148.8 | 8928 | 8064 | 8928 | 8640 | 8928 | 8640 | 8928 | 8928 | 8640 | 8928 | 8640 | 8928 | 1752 | 105120 | 0.73129
671 | Ventilation | Exhaus Fan | Efs | Uniform | 1.8 | [5 empty] | 1.8 | 0.75 | 0.81875 | 0.66925 | 1.23 |  | 0.2 | All Day | 24.0 | 148.8 | 134.4 | 148.8 | 144 | 148.8 | 144 | 148.8 | 148.8 | 144 | 148.8 | 144 | 148.8 | 183.0308 | 165.3182 | 183.0308 | 177.1266 | 183.0308 | 177.1266 | 183.0308 | 183.0308 | 177.1266 | 183.0308 | 177.1266 | 183.0308 | 1752 | 2155.0402 | 0.42721
672 | Domestic hot water |  |  | Uniform |  | 48 |  |  |  |  | 64.343163538874 | 1 | 1 | 1 | 48 |  | 0.2 |  | 24.0 | 148.8 | 134.4 | 148.8 | 144 | 148.8 | 144 | 148.8 | 148.8 | 144 | 148.8 | 144 | 148.8 | 7142.4 | 6451.2 | 7142.4 | 6912 | 7142.4 | 6912 | 7142.4 | 7142.4 | 6912 | 7142.4 | 6912 | 7142.4 | 1752 | 84096 | 5.8769
673 | Data centre AC | CH1 dry chiller | Comp 1A | Uniform |  |  | 3 | 139 | 460.0 |  | 148.45486412326300 | 0.75 | 0.94063 | 0.81625 | 67.7981 |  | 0.2 | All Day | 24.0 | 148.8 | 134.4 | 148.8 | 144 | 148.8 | 144 | 148.8 | 148.8 | 144 | 148.8 | 144 | 148.8 | 10088.3618 | 9112.0687 | 10088.3618 | 9762.9308 | 10088.3618 | 9762.9308 | 10088.3618 | 10088.3618 | 9762.9308 | 10088.3618 | 9762.9308 | 10088.3618 | 1752 | 118782.3242 | 2.9584
674 | Data centre AC | CH1 dry chiller | Comp 2A | Uniform |  |  | 3 | 139 | 460.0 |  | 148.45486412326300 | 0.75 | 0.94063 | 0.81625 | 67.7981 |  | 0.2 | All Day | 24.0 | 148.8 | 134.4 | 148.8 | 144 | 148.8 | 144 | 148.8 | 148.8 | 144 | 148.8 | 144 | 148.8 | 10088.3618 | 9112.0687 | 10088.3618 | 9762.9308 | 10088.3618 | 9762.9308 | 10088.3618 | 10088.3618 | 9762.9308 | 10088.3618 | 9762.9308 | 10088.3618 | 1752 | 118782.3242 | 2.9584
675 | Data centre AC | CH1 dry chiller | Evap Heater | Uniform |  | 1.64 | 1 |  | 115.0 |  | 2.198391420911530 | 0.75 | 0.75 | 0.745 | 1.64 |  | 0.2 | All Day | 24.0 | 148.8 | 134.4 | 148.8 | 144 | 148.8 | 144 | 148.8 | 148.8 | 144 | 148.8 | 144 | 148.8 | 244.032 | 220.416 | 244.032 | 236.16 | 244.032 | 236.16 | 244.032 | 244.032 | 236.16 | 244.032 | 236.16 | 244.032 | 1752 | 2873.28 | 0.071563
676 | Data centre AC | CH2 dry chiller | Comp 2A | Uniform |  |  | 3 | 139 | 460.0 |  | 148.45486412326300 | 0.75 | 0.94063 | 0.81625 | 67.7981 |  | 0.2 | All Day | 24.0 | 148.8 | 134.4 | 148.8 | 144 | 148.8 | 144 | 148.8 | 148.8 | 144 | 148.8 | 144 | 148.8 | 10088.3618 | 9112.0687 | 10088.3618 | 9762.9308 | 10088.3618 | 9762.9308 | 10088.3618 | 10088.3618 | 9762.9308 | 10088.3618 | 9762.9308 | 10088.3618 | 1752 | 118782.3242 | 2.9584
677 | Data centre AC | CH2 dry chiller | Comp 2A | Uniform |  |  | 3 | 139 | 460.0 |  | 148.45486412326300 | 0.75 | 0.94063 | 0.81625 | 67.7981 |  | 0.2 | All Day | 24.0 | 148.8 | 134.4 | 148.8 | 144 | 148.8 | 144 | 148.8 | 148.8 | 144 | 148.8 | 144 | 148.8 | 10088.3618 | 9112.0687 | 10088.3618 | 9762.9308 | 10088.3618 | 9762.9308 | 10088.3618 | 10088.3618 | 9762.9308 | 10088.3618 | 9762.9308 | 10088.3618 | 1752 | 118782.3242 | 2.9584
678 | Data centre AC | CH2 dry chiller | Evap Heater | Uniform |  | 1.64 | 1 |  | 115.0 |  | 2.198391420911530 | 0.75 | 0.75 | 0.745 | 1.64 |  | 0.2 | All Day | 24.0 | 148.8 | 134.4 | 148.8 | 144 | 148.8 | 144 | 148.8 | 148.8 | 144 | 148.8 | 144 | 148.8 | 244.032 | 220.416 | 244.032 | 236.16 | 244.032 | 236.16 | 244.032 | 244.032 | 236.16 | 244.032 | 236.16 | 244.032 | 1752 | 2873.28 | 0.071563
679 | Ventilation | Transfer Fan | PTF1-16 | Uniform | 16.0 | [5 empty] | 16.0 | 0.75 | 0.90012 | 0.7965 | 9.9453 |  | 0.2 | All Day | 24.0 | 148.8 | 134.4 | 148.8 | 144 | 148.8 | 144 | 148.8 | 148.8 | 144 | 148.8 | 144 | 148.8 | 1479.8585 | 1336.6464 | 1479.8585 | 1432.1211 | 1479.8585 | 1432.1211 | 1479.8585 | 1479.8585 | 1432.1211 | 1479.8585 | 1432.1211 | 1479.8585 | 1752 | 17424.14 | 0.32987
680 | Domestic hot water | Hot Water Tanks | DHWT-1 | Uniform |  | 10 | 3 |  | 208.0 |  | 13.404825737265400 | 0.75 | 0.89338 | 0.78375 | 8.3951 |  | 0.2 | All Day | 24.0 | 148.8 | 134.4 | 148.8 | 144 | 148.8 | 144 | 148.8 | 148.8 | 144 | 148.8 | 144 | 148.8 | 1249.1955 | 1128.3056 | 1249.1955 | 1208.8988 | 1249.1955 | 1208.8988 | 1249.1955 | 1249.1955 | 1208.8988 | 1249.1955 | 1208.8988 | 1249.1955 | 1752 | 14708.2692 | 2.5138
681 | Domestic hot water | Hot Water Tanks | DHWT-2 | Uniform |  | 6 | 3 |  | 208.0 |  | 8.04289544235925 | 0.75 | 0.8825 | 0.7645 | 5.0992 |  | 0.2 | All Day | 24.0 | 148.8 | 134.4 | 148.8 | 144 | 148.8 | 144 | 148.8 | 148.8 | 144 | 148.8 | 144 | 148.8 | 758.7535 | 685.3258 | 758.7535 | 734.2776 | 758.7535 | 734.2776 | 758.7535 | 758.7535 | 734.2776 | 758.7535 | 734.2776 | 758.7535 | 1752 | 8933.711 | 1.5269
682 | Domestic hot water | Hot Water Tanks | DHWT-3 | Uniform |  | 6 | 3 |  | 208.0 |  | 8.04289544235925 | 0.75 | 0.8825 | 0.7645 | 5.0992 |  | 0.2 | All Day | 24.0 | 148.8 | 134.4 | 148.8 | 144 | 148.8 | 144 | 148.8 | 148.8 | 144 | 148.8 | 144 | 148.8 | 758.7535 | 685.3258 | 758.7535 | 734.2776 | 758.7535 | 734.2776 | 758.7535 | 758.7535 | 734.2776 | 758.7535 | 734.2776 | 758.7535 | 1752 | 8933.711 | 1.5269
683 | Domestic hot water | Hot Water Tanks | DHWT-4 | Uniform |  | 10 | 3 |  | 208.0 |  | 13.404825737265400 | 0.75 | 0.89338 | 0.78375 | 8.3951 |  | 0.2 | All Day | 24.0 | 148.8 | 134.4 | 148.8 | 144 | 148.8 | 144 | 148.8 | 148.8 | 144 | 148.8 | 144 | 148.8 | 1249.1955 | 1128.3056 | 1249.1955 | 1208.8988 | 1249.1955 | 1208.8988 | 1249.1955 | 1249.1955 | 1208.8988 | 1249.1955 | 1208.8988 | 1249.1955 | 1752 | 14708.2692 | 2.5138
684 | Domestic hot water | Hot Water Tanks | DHWT-5 | Uniform |  | 6 | 3 |  | 208.0 |  | 8.04289544235925 | 0.75 | 0.8825 | 0.7645 | 5.0992 |  | 0.2 | All Day | 24.0 | 148.8 | 134.4 | 148.8 | 144 | 148.8 | 144 | 148.8 | 148.8 | 144 | 148.8 | 144 | 148.8 | 758.7535 | 685.3258 | 758.7535 | 734.2776 | 758.7535 | 734.2776 | 758.7535 | 758.7535 | 734.2776 | 758.7535 | 734.2776 | 758.7535 | 1752 | 8933.711 | 1.5269
685 | Domestic hot water | Hot Water Tanks | DHWT-6 | Uniform |  | 6 | 3 |  | 208.0 |  | 8.04289544235925 | 0.75 | 0.8825 | 0.7645 | 5.0992 |  | 0.2 | All Day | 24.0 | 148.8 | 134.4 | 148.8 | 144 | 148.8 | 144 | 148.8 | 148.8 | 144 | 148.8 | 144 | 148.8 | 758.7535 | 685.3258 | 758.7535 | 734.2776 | 758.7535 | 734.2776 | 758.7535 | 758.7535 | 734.2776 | 758.7535 | 734.2776 | 758.7535 | 1752 | 8933.711 | 1.5269
686 | Domestic hot water | Hot Water Tanks | DHWT-7 | Uniform |  | 6 | 3 |  | 208.0 |  | 8.04289544235925 | 0.75 | 0.8825 | 0.7645 | 5.0992 |  | 0.2 | All Day | 24.0 | 148.8 | 134.4 | 148.8 | 144 | 148.8 | 144 | 148.8 | 148.8 | 144 | 148.8 | 144 | 148.8 | 758.7535 | 685.3258 | 758.7535 | 734.2776 | 758.7535 | 734.2776 | 758.7535 | 758.7535 | 734.2776 | 758.7535 | 734.2776 | 758.7535 | 1752 | 8933.711 | 1.5269
687 | Domestic hot water | DHW Heater |  | Uniform |  | 0.12 |  |  |  |  | 0.16085790884718500 | 0.75 | 0.75 | 0.7 | 0.12 |  | 0.2 | All Day | 24.0 | 148.8 | 134.4 | 148.8 | 144 | 148.8 | 144 | 148.8 | 148.8 | 144 | 148.8 | 144 | 148.8 | 17.856 | 16.128 | 17.856 | 17.28 | 17.856 | 17.28 | 17.856 | 17.856 | 17.28 | 17.856 | 17.28 | 17.856 | 1752 | 210.24 | 0.99421
688 | Electric Domestic hot water | DHW Heater |  | Uniform |  | 3 |  |  |  |  | 4.021447721179630 | 0.75 | 0.86 | 0.71525 | 3 |  | 0.2 | All Day | 24 | 148.8 | 134.4 | 148.8 | 144 | 148.8 | 144 | 148.8 | 148.8 | 144 | 148.8 | 144 | 148.8 | 446.4 | 403.2 | 446.4 | 432 | 446.4 | 432 | 446.4 | 446.4 | 432 | 446.4 | 432 | 446.4 | 1752 | 5256 | 1.9654
689 | Pump | Condensate Cooler Loop | P-10A | Uniform |  | 1.1185 |  |  | DDC |  | 1.499329758713140 | 0.75 | 0.75 | 0.65475 | 1.1185 |  | 0.2 | 24h 7d | 24.0 | 148.8 | 134.4 | 148.8 | 144 | 148.8 | 144 | 148.8 | 148.8 | 144 | 148.8 | 144 | 148.8 | 166.4328 | 150.3264 | 166.4328 | 161.064 | 166.4328 | 161.064 | 166.4328 | 166.4328 | 161.064 | 166.4328 | 161.064 | 166.4328 | 1752 | 1959.612 | 0.23247
690 | Pump | Condensate Cooler Loop | P-10B | Uniform |  | 1.1185 |  |  | DDC |  | 1.499329758713140 | 0.75 | 0.75 | 0.65475 | 1.1185 |  | 0.2 | 24h 7d | 24.0 | 148.8 | 134.4 | 148.8 | 144 | 148.8 | 144 | 148.8 | 148.8 | 144 | 148.8 | 144 | 148.8 | 166.4328 | 150.3264 | 166.4328 | 161.064 | 166.4328 | 161.064 | 166.4328 | 166.4328 | 161.064 | 166.4328 | 161.064 | 166.4328 | 1752 | 1959.612 | 0.23247
691 | Pump | Sump Pump | P-XX | Uniform |  | 3 |  |  |  |  | 4.021447721179630 | 0.75 | 0.86 | 0.71525 | 2.6163 |  | 0.2 | All Day | 24.0 | 148.8 | 134.4 | 148.8 | 144 | 148.8 | 144 | 148.8 | 148.8 | 144 | 148.8 | 144 | 148.8 | 389.3023 | 351.6279 | 389.3023 | 376.7442 | 389.3023 | 376.7442 | 389.3023 | 389.3023 | 376.7442 | 389.3023 | 376.7442 | 389.3023 | 1752 | 4583.7209 | 0.1819
692 | Domestic hot water | DHW Tank | DHWT-1 | Uniform |  | 1.5 |  |  |  |  | 2.010723861 | 0.75 | 0.845 | 0.702 | 1.3314 |  | 0.2 | All Day | 24.0 | 148.8 | 134.4 | 148.8 | 144 | 148.8 | 144 | 148.8 | 148.8 | 144 | 148.8 | 144 | 148.8 | 198.1065 | 178.9349 | 198.1065 | 191.716 | 198.1065 | 191.716 | 198.1065 | 198.1065 | 191.716 | 198.1065 | 191.716 | 198.1065 | 1752 | 2332.5444 | 1.1373
693 | Ventilation | Supply Fan | HP-7 | Uniform |  |  | 3 | 2 | 575.0 |  | 2.670051513008320 | 0.75 | 0.845 | 0.702 | 1.0487 |  | 0.4 | All Day | 24.0 | 297.6 | 268.8 | 297.6 | 288 | 297.6 | 288 | 297.6 | 297.6 | 288 | 297.6 | 288 | 297.6 | 312.0971 | 281.8942 | 312.0971 | 302.0295 | 312.0971 | 302.0295 | 312.0971 | 312.0971 | 302.0295 | 312.0971 | 302.0295 | 312.0971 | 3504 | 3674.692 | 1.3455
694 | Miscellaneous electricity | Ice machine |  | Uniform |  |  | 1 |  | 120.0 | 15 | 2.412868632707780 | 0.75 | 0.75 | 0.745 | 1.341 |  | 0.4 |  | 24.0 | 297.6 | 268.8 | 297.6 | 288 | 297.6 | 288 | 297.6 | 297.6 | 288 | 297.6 | 288 | 297.6 | 399.0816 | 360.4608 | 399.0816 | 386.208 | 399.0816 | 386.208 | 399.0816 | 399.0816 | 386.208 | 399.0816 | 386.208 | 399.0816 | 3504 | 4698.864 | 0.71917
695 | Ventilation | Supply fan | RTU 2 | Uniform |  |  | 3 | 4.8 | 460.0 |  | 5.126498904975980 | 0.75 | 0.87 | 0.758 | 2.1742 |  | 0.4 | All Day | 24.0 | 297.6 | 268.8 | 297.6 | 288 | 297.6 | 288 | 297.6 | 297.6 | 288 | 297.6 | 288 | 297.6 | 647.028 | 584.4124 | 647.028 | 626.1562 | 647.028 | 626.1562 | 647.028 | 647.028 | 626.1562 | 647.028 | 626.1562 | 647.028 | 3504 | 7618.2332 | 7.0883
696 | Ventilation | Supply fan | RTU 3 | Uniform |  |  | 3 | 2.6 | 460.0 |  | 2.7768535735286600 | 0.75 | 0.845 | 0.702 | 1.0907 |  | 0.4 | All Day | 24.0 | 297.6 | 268.8 | 297.6 | 288 | 297.6 | 288 | 297.6 | 297.6 | 288 | 297.6 | 288 | 297.6 | 324.581 | 293.1699 | 324.581 | 314.1107 | 324.581 | 314.1107 | 324.581 | 324.581 | 314.1107 | 324.581 | 314.1107 | 324.581 | 3504 | 3821.6797 | 3.5558
697 | Heat pump | CARRIER 24ANA760A300 - compressor | AC-6 | Uniform |  | 5.3456 |  |  |  |  | 7.1656836461126000 | 0.75 | 0.87 | 0.758 | 4.6083 |  | 0.4 |  | 24.0 | 297.6 | 268.8 | 297.6 | 288 | 297.6 | 288 | 297.6 | 297.6 | 288 | 297.6 | 288 | 297.6 | 1371.4229 | 1238.7046 | 1371.4229 | 1327.1834 | 1371.4229 | 1327.1834 | 1371.4229 | 1371.4229 | 1327.1834 | 1371.4229 | 1327.1834 | 1371.4229 | 3504 | 16147.3986 | 5.3857
698 | Pump | DHW Return pump | EDWP1 | Uniform |  |  | 3 |  | 575.0 | 1.8 | 2.4030463617074900 | 0.75 | 0.845 | 0.702 | 1.2585 |  | 0.8 | All Day | 24.0 | 595.2 | 537.6 | 595.2 | 576 | 595.2 | 576 | 595.2 | 595.2 | 576 | 595.2 | 576 | 595.2 | 749.0331 | 676.546 | 749.0331 | 724.8707 | 749.0331 | 724.8707 | 749.0331 | 749.0331 | 724.8707 | 749.0331 | 724.8707 | 749.0331 | 7008 | 8819.2607 | 0.9432
699 | Pump | DHW Supply Pump | EDWP2 | Uniform |  |  | 3 |  | 575.0 | 1.7 | 2.269543786057070 | 0.75 | 0.845 | 0.702 | 1.1885 |  | 0.8 | All Day | 24.0 | 595.2 | 537.6 | 595.2 | 576 | 595.2 | 576 | 595.2 | 595.2 | 576 | 595.2 | 576 | 595.2 | 707.4202 | 638.9601 | 707.4202 | 684.6001 | 707.4202 | 684.6001 | 707.4202 | 707.4202 | 684.6001 | 707.4202 | 684.6001 | 707.4202 | 7008 | 8329.3018 | 0.8908
700 | AC system | Condensor fans | ASCH-1,2,3,4,5 | Uniform | 6.666666666666670 | [5 empty] | 6.666666666666670 | 0.75 | 0.87 | 0.758 | 4.2874 |  | 0.8 | All Day | 24.0 | 595.2 | 537.6 | 595.2 | 576 | 595.2 | 576 | 595.2 | 595.2 | 576 | 595.2 | 576 | 595.2 | 2551.8345 | 2304.8828 | 2551.8345 | 2469.5172 | 2551.8345 | 2469.5172 | 2551.8345 | 2551.8345 | 2469.5172 | 2551.8345 | 2469.5172 | 2551.8345 | 7008 | 30045.7931 | 0.20902
701 | Ventilation | Supply Fan | MUA-1 | Uniform | 3 | [5 empty] | 3 | 0.75 | 0.86 | 0.71525 | 1.9517 |  | 0.8 | All Day | 24.0 | 595.2 | 537.6 | 595.2 | 576 | 595.2 | 576 | 595.2 | 595.2 | 576 | 595.2 | 576 | 595.2 | 1161.6781 | 1049.2577 | 1161.6781 | 1124.2047 | 1161.6781 | 1124.2047 | 1161.6781 | 1161.6781 | 1124.2047 | 1161.6781 | 1124.2047 | 1161.6781 | 7008 | 13677.8233 | 3.7062
702 | Ventilation | Supply Fan | MUA-2 | Uniform | 3 | [5 empty] | 3 | 0.75 | 0.86 | 0.71525 | 1.9517 |  | 0.8 | All Day | 24.0 | 595.2 | 537.6 | 595.2 | 576 | 595.2 | 576 | 595.2 | 595.2 | 576 | 595.2 | 576 | 595.2 | 1161.6781 | 1049.2577 | 1161.6781 | 1124.2047 | 1161.6781 | 1124.2047 | 1161.6781 | 1161.6781 | 1124.2047 | 1161.6781 | 1124.2047 | 1161.6781 | 7008 | 13677.8233 | 3.7062
703 | Ventilation | Supply Fan | MUA-1 | Uniform | 3 | [5 empty] | 3 | 0.75 | 0.86 | 0.71525 | 1.9517 |  | 0.8 | All Day | 24.0 | 595.2 | 537.6 | 595.2 | 576 | 595.2 | 576 | 595.2 | 595.2 | 576 | 595.2 | 576 | 595.2 | 1161.6781 | 1049.2577 | 1161.6781 | 1124.2047 | 1161.6781 | 1124.2047 | 1161.6781 | 1161.6781 | 1124.2047 | 1161.6781 | 1124.2047 | 1161.6781 | 7008 | 13677.8233 | 4.5189
704 | Ventilation | Supply Fan | MUA-2 | Uniform | 3 | [5 empty] | 3 | 0.75 | 0.86 | 0.71525 | 1.9517 |  | 0.8 | All Day | 24.0 | 595.2 | 537.6 | 595.2 | 576 | 595.2 | 576 | 595.2 | 595.2 | 576 | 595.2 | 576 | 595.2 | 1161.6781 | 1049.2577 | 1161.6781 | 1124.2047 | 1161.6781 | 1124.2047 | 1161.6781 | 1161.6781 | 1124.2047 | 1161.6781 | 1124.2047 | 1161.6781 | 7008 | 13677.8233 | 4.5189
705 | Pump | DHW Return pump | EDWP1 | Uniform |  |  | 3 |  | 575.0 | 1.8 | 2.4030463617074900 | 0.75 | 0.845 | 0.702 | 1.2585 |  | 0.8 | All Day | 24.0 | 595.2 | 537.6 | 595.2 | 576 | 595.2 | 576 | 595.2 | 595.2 | 576 | 595.2 | 576 | 595.2 | 749.0331 | 676.546 | 749.0331 | 724.8707 | 749.0331 | 724.8707 | 749.0331 | 749.0331 | 724.8707 | 749.0331 | 724.8707 | 749.0331 | 7008 | 8819.2607 | 0.85692
706 | Pump | DHW Supply Pump | EDWP2 | Uniform |  |  | 3 |  | 575.0 | 1.7 | 2.269543786057070 | 0.75 | 0.845 | 0.702 | 1.1885 |  | 0.8 | All Day | 24.0 | 595.2 | 537.6 | 595.2 | 576 | 595.2 | 576 | 595.2 | 595.2 | 576 | 595.2 | 576 | 595.2 | 707.4202 | 638.9601 | 707.4202 | 684.6001 | 707.4202 | 684.6001 | 707.4202 | 707.4202 | 684.6001 | 707.4202 | 684.6001 | 707.4202 | 7008 | 8329.3018 | 0.80931
707 | Ventilation | UNC-AHU-1 | Supply Fan | Uniform |  | 9.3 |  |  |  |  | 12.466487935656800 | 0.75 | 0.89338 | 0.78375 | 7.8075 | 0.89146 | 0.5 | UNC-AHU-1 | 15.0 | 232.5 | 210 | 232.5 | 225 | 232.5 | 225 | 232.5 | 232.5 | 225 | 232.5 | 225 | 232.5 | 1442.5653 | 1302.9622 | 1442.5653 | 1396.0309 | 1442.5653 | 1396.0309 | 1442.5653 | 1442.5653 | 1396.0309 | 1442.5653 | 1396.0309 | 1442.5653 | 2737.5 | 16985.0427 | 10.4725
708 | Ventilation | UNC-AHU-2 | Supply Fan | Uniform |  | 6.3 |  |  |  |  | 8.445040214477210 | 0.75 | 0.8825 | 0.7645 | 5.3541 | 0.95833 | 0.5 | UNC-AHU-2 | 15.0 | 232.5 | 210 | 232.5 | 225 | 232.5 | 225 | 232.5 | 232.5 | 225 | 232.5 | 225 | 232.5 | 1143.2554 | 1032.6177 | 1143.2554 | 1106.3762 | 1143.2554 | 1106.3762 | 1143.2554 | 1143.2554 | 1106.3762 | 1143.2554 | 1106.3762 | 1143.2554 | 2737.5 | 13460.9098 | 8.2996
709 | Ventilation | UNC-AHU-7 | Supply Fan | Uniform |  | 4.8 |  |  |  |  | 6.434316353887400 | 0.75 | 0.87 | 0.758 | 4.1379 | 1 | 0.5 | UNC-AHU-7 | 15.0 | 232.5 | 210 | 232.5 | 225 | 232.5 | 225 | 232.5 | 232.5 | 225 | 232.5 | 225 | 232.5 | 962.069 | 868.9655 | 962.069 | 931.0345 | 962.069 | 931.0345 | 962.069 | 962.069 | 931.0345 | 962.069 | 931.0345 | 962.069 | 2737.5 | 11327.5862 | 6.9843
710 | Ventilation | UNC-AHU-1 | Return Fan | Uniform |  | 4.8 |  |  |  |  | 6.434316353887400 | 0.75 | 0.87 | 0.758 | 4.1379 | 0.89146 | 0.5 | UNC-AHU-1 | 15.0 | 232.5 | 210 | 232.5 | 225 | 232.5 | 225 | 232.5 | 232.5 | 225 | 232.5 | 225 | 232.5 | 764.5542 | 690.5651 | 764.5542 | 739.8912 | 764.5542 | 739.8912 | 764.5542 | 764.5542 | 739.8912 | 764.5542 | 739.8912 | 764.5542 | 2737.5 | 9002.0097 | 5.5504
711 | Ventilation | UNC-AHU-2 | Return Fan | Uniform |  | 3.2 |  |  |  |  | 4.289544235924930 | 0.75 | 0.86 | 0.71525 | 2.7907 | 0.95833 | 0.5 | UNC-AHU-2 | 15.0 | 232.5 | 210 | 232.5 | 225 | 232.5 | 225 | 232.5 | 232.5 | 225 | 232.5 | 225 | 232.5 | 595.8939 | 538.2267 | 595.8939 | 576.6715 | 595.8939 | 576.6715 | 595.8939 | 595.8939 | 576.6715 | 595.8939 | 576.6715 | 595.8939 | 2737.5 | 7016.1701 | 4.326
712 | Ventilation | UNC-AHU-7 | Return Fan | Uniform |  | 3.2 |  |  |  |  | 4.289544235924930 | 0.75 | 0.86 | 0.71525 | 2.7907 | 1 | 0.5 | UNC-AHU-7 | 15.0 | 232.5 | 210 | 232.5 | 225 | 232.5 | 225 | 232.5 | 232.5 | 225 | 232.5 | 225 | 232.5 | 648.8372 | 586.0465 | 648.8372 | 627.907 | 648.8372 | 627.907 | 648.8372 | 648.8372 | 627.907 | 648.8372 | 627.907 | 648.8372 | 2737.5 | 7639.5349 | 4.7103
713 | Ventilation | Supply Fan | F-2 | Uniform |  |  | 1 |  | 120.0 | 12 | 1.9302949061662200 | 0.75 | 0.75 | 0.79 | 1.1376 |  | 1 | AHU-1 (Example) | 15.0 | 465 | 420 | 465 | 450 | 465 | 450 | 465 | 465 | 450 | 465 | 450 | 465 | 528.984 | 477.792 | 528.984 | 511.92 | 528.984 | 511.92 | 528.984 | 528.984 | 511.92 | 528.984 | 511.92 | 528.984 | 5475 | 6228.36 | 26.2327
714 | AC system | RTU Comp | RTU1 | Cooling 1 |  | 7.5 | 3 | 26 | 208.0 |  | 10.053619302949100 | 0.75 | 0.89338 | 0.78375 | 6.2963 |  | 0.4 | RTU-1 | 17.5 | 0 | 0 | 0 | 0 | 151.9 | 210 | 217 | 217 | 168 | 65.1 | 21 | 0 | 0 | 0 | 0 | 0 | 956.4153 | 1322.2331 | 1366.3075 | 1366.3075 | 1057.7865 | 409.8923 | 132.2233 | 0 | 1050 | 6611.1655 | 2.1891
715 | AC system | RTU Cond Fan | RTU1 | Cooling 1 | 0.7 | [5 empty] | 0.7 | 0.75 | 0.75 | 0.7 | 0.5222 |  | 0.4 | RTU-1 | 17.5 | 0 | 0 | 0 | 0 | 151.9 | 210 | 217 | 217 | 168 | 65.1 | 21 | 0 | 0 | 0 | 0 | 0 | 79.3222 | 109.662 | 113.3174 | 113.3174 | 87.7296 | 33.9952 | 10.9662 | 0 | 1050 | 548.31 | 0.18156
716 | Ventilation | Return Fan | AH-10 OR L5-F-02 | Summer | 6.0 | [5 empty] | 6.0 | 0.75 | 0.87 | 0.758 | 3.8586 | 0.58333 | 1 | HA-AH-10-Sum | 13.25 | 0 | 0 | 0 | 0 | 410.75 | 397.5 | 410.75 | 410.75 | 0 | 0 | 0 | 0 | 0 | 0 | 0 | 0 | 539.3159 | 521.9186 | 539.3159 | 539.3159 | 0 | 0 | 0 | 0 | 1629.75 | 2139.8664 | 0.10259
717 | Pump | DHW Circulation Pump |  | DHW |  |  | 1 |  | 115.0 | 1 | 0.1541554959785520 | 0.75 | 0.75 | 0.67 | 0.07705 |  | 1 | All Day | 24.0 | 297.6 | 268.8 | 297.6 | 288 | 744 | 720 | 744 | 744 | 720 | 744 | 720 | 744 | 22.9301 | 20.711 | 22.9301 | 22.1904 | 57.3252 | 55.476 | 57.3252 | 57.3252 | 55.476 | 57.3252 | 55.476 | 57.3252 | 7032 | 541.8156 | 0.050221
718 | Pump | DHW Circulation Pump |  | DHW |  | 0.1 |  |  |  |  | 0.13404825737265400 | 0.75 | 0.75 | 0.7 | 0.1 |  | 1 | All Day | 24.0 | 297.6 | 268.8 | 297.6 | 288 | 744 | 720 | 744 | 744 | 720 | 744 | 720 | 744 | 29.76 | 26.88 | 29.76 | 28.8 | 74.4 | 72 | 74.4 | 74.4 | 72 | 74.4 | 72 | 74.4 | 7032 | 703.2 | 0.06518
719 | Pump | DHW Circulation Pump |  | DHW |  | 0.1 |  |  |  |  | 0.13404825737265400 | 0.75 | 0.75 | 0.7 | 0.1 |  | 1 | All Day | 24.0 | 297.6 | 268.8 | 297.6 | 288 | 744 | 720 | 744 | 744 | 720 | 744 | 720 | 744 | 29.76 | 26.88 | 29.76 | 28.8 | 74.4 | 72 | 74.4 | 74.4 | 72 | 74.4 | 72 | 74.4 | 7032 | 703.2 | 0.06518
720 | Pump | DHW Circulation Pump |  | DHW |  | 0.085 |  |  |  |  | 0.11394101876675600 | 0.75 | 0.75 | 0.7 | 0.085 |  | 1 | All Day | 24.0 | 297.6 | 268.8 | 297.6 | 288 | 744 | 720 | 744 | 744 | 720 | 744 | 720 | 744 | 25.296 | 22.848 | 25.296 | 24.48 | 63.24 | 61.2 | 63.24 | 63.24 | 61.2 | 63.24 | 61.2 | 63.24 | 7032 | 597.72 | 0.055403
721 | Electric heating | Bay Unit Heater | UH1 | Heating 1 |  | 15 |  |  |  |  | 20.10723861 | 0.75 | 0.90412 | 0.79925 | 12.443 |  | 0.25 | All Day | 24.0 | 167.4 | 134.4 | 65.1 | 27 | 0 | 0 | 0 | 0 | 0 | 18.6 | 90 | 186 | 2082.9531 | 1672.3351 | 810.0373 | 335.9602 | 0 | 0 | 0 | 0 | 0 | 231.4392 | 1119.8673 | 2314.3924 | 688.5 | 8566.9847 | 5.6676
722 | Electric heating | Bay Unit Heater | UH2 | Heating 1 |  | 15 |  |  |  |  | 20.10723861 | 0.75 | 0.90412 | 0.79925 | 12.443 |  | 0.25 | All Day | 24.0 | 167.4 | 134.4 | 65.1 | 27 | 0 | 0 | 0 | 0 | 0 | 18.6 | 90 | 186 | 2082.9531 | 1672.3351 | 810.0373 | 335.9602 | 0 | 0 | 0 | 0 | 0 | 231.4392 | 1119.8673 | 2314.3924 | 688.5 | 8566.9847 | 5.6676
723 | Electric heating | Bay Unit Heater | UH3 | Heating 1 |  | 15 |  |  |  |  | 20.10723861 | 0.75 | 0.90412 | 0.79925 | 12.443 |  | 0.25 | All Day | 24.0 | 167.4 | 134.4 | 65.1 | 27 | 0 | 0 | 0 | 0 | 0 | 18.6 | 90 | 186 | 2082.9531 | 1672.3351 | 810.0373 | 335.9602 | 0 | 0 | 0 | 0 | 0 | 231.4392 | 1119.8673 | 2314.3924 | 688.5 | 8566.9847 | 5.6676
724 | Electric heating | Bay Unit Heater | UH4 | Heating 1 |  | 10 |  |  |  |  | 13.40482574 | 0.75 | 0.89338 | 0.78375 | 8.3951 |  | 0.25 | All Day | 24.0 | 167.4 | 134.4 | 65.1 | 27 | 0 | 0 | 0 | 0 | 0 | 18.6 | 90 | 186 | 1405.3449 | 1128.3056 | 546.523 | 226.6685 | 0 | 0 | 0 | 0 | 0 | 156.1494 | 755.5618 | 1561.4943 | 688.5 | 5780.0476 | 3.8239
725 | Electric heating | Bay Unit Heater | UH5 | Heating 1 |  | 15 |  |  |  |  | 20.10723861 | 0.75 | 0.90412 | 0.79925 | 12.443 |  | 0.25 | All Day | 24.0 | 167.4 | 134.4 | 65.1 | 27 | 0 | 0 | 0 | 0 | 0 | 18.6 | 90 | 186 | 2082.9531 | 1672.3351 | 810.0373 | 335.9602 | 0 | 0 | 0 | 0 | 0 | 231.4392 | 1119.8673 | 2314.3924 | 688.5 | 8566.9847 | 5.6676
726 | Ventilation | Exhaust Fan |  | Uniform | 0.6533333333333330 | [5 empty] | 0.6533333333333330 | 0.75 | 0.75 | 0.7 | 0.48739 |  | 0.20833 | All Day | 24.0 | 155 | 140 | 155 | 150 | 155 | 150 | 155 | 155 | 150 | 155 | 150 | 155 | 75.5449 | 68.2341 | 75.5449 | 73.108 | 75.5449 | 73.108 | 75.5449 | 75.5449 | 73.108 | 75.5449 | 73.108 | 75.5449 | 1825 | 889.4807 | 0.36853
727 | Ventilation | SS-AHU-6 | Supply Fan | Uniform |  | 3.2 |  |  |  |  | 4.289544235924930 | 0.75 | 0.86 | 0.71525 | 2.7907 |  | 1 | SS-AHU-6 | 10.0 | 310 | 280 | 310 | 300 | 310 | 300 | 310 | 310 | 300 | 310 | 300 | 310 | 865.1163 | 781.3953 | 865.1163 | 837.2093 | 865.1163 | 837.2093 | 865.1163 | 865.1163 | 837.2093 | 865.1163 | 837.2093 | 865.1163 | 3650 | 10186.0465 | 3.3089
728 | Ventilation | SS-AHU-9 | Supply Fan | Uniform |  | 4.8 |  |  |  |  | 6.434316353887400 | 0.75 | 0.87 | 0.758 | 4.1379 |  | 1 | SS-AHU-9 | 10.0 | 310 | 280 | 310 | 300 | 310 | 300 | 310 | 310 | 300 | 310 | 300 | 310 | 1282.7586 | 1158.6207 | 1282.7586 | 1241.3793 | 1282.7586 | 1241.3793 | 1282.7586 | 1282.7586 | 1241.3793 | 1282.7586 | 1241.3793 | 1282.7586 | 3650 | 15103.4483 | 4.9063
729 | Ventilation | FIP-AHU-1 | Supply Fan | Uniform |  | 4.8 |  |  |  |  | 6.434316353887400 | 0.75 | 0.87 | 0.758 | 4.1379 | 0.85833 | 0.5 | FIP-AHU-1 | 20.0 | 310 | 280 | 310 | 300 | 310 | 300 | 310 | 310 | 300 | 310 | 300 | 310 | 945.0546 | 853.5977 | 945.0546 | 914.569 | 945.0546 | 914.569 | 945.0546 | 945.0546 | 914.569 | 945.0546 | 914.569 | 945.0546 | 3650 | 11127.2557 | 8.843
730 | Ventilation | UNC-AHU-3 | Supply Fan | Uniform |  | 6.3 |  |  |  |  | 8.445040214477210 | 0.75 | 0.8825 | 0.7645 | 5.3541 | 0.95833 | 0.5 | UNC-AHU-3 | 20.0 | 310 | 280 | 310 | 300 | 310 | 300 | 310 | 310 | 300 | 310 | 300 | 310 | 1524.3405 | 1376.8237 | 1524.3405 | 1475.1682 | 1524.3405 | 1475.1682 | 1524.3405 | 1524.3405 | 1475.1682 | 1524.3405 | 1475.1682 | 1524.3405 | 3650 | 17947.8798 | 11.0662
731 | Ventilation | AH2 - Ice Rink | MAX AH2 SF | Uniform |  |  | 3 |  | 600.0 | 8.8 | 12.259019120594700 | 0.75 | 0.89338 | 0.78375 | 7.1676 |  | 1 | AHU-2/3/4/6 | 20.0 | 620 | 560 | 620 | 600 | 620 | 600 | 620 | 620 | 600 | 620 | 600 | 620 | 4443.895 | 4013.8407 | 4443.895 | 4300.5436 | 4443.895 | 4300.5436 | 4443.895 | 4443.895 | 4300.5436 | 4443.895 | 4300.5436 | 4443.895 | 7300 | 52323.2804 | 3.0131
732 | Ventilation | AH2 - Ice Rink | MAX AH2 D1 (dehum fan 1) | Uniform |  |  | 3 |  | 600.0 | 9.2 | 12.81624726244000 | 0.75 | 0.89338 | 0.78375 | 7.4934 |  | 1 | AHU-2/3/4/6 | 20.0 | 620 | 560 | 620 | 600 | 620 | 600 | 620 | 620 | 600 | 620 | 600 | 620 | 4645.8903 | 4196.288 | 4645.8903 | 4496.0228 | 4645.8903 | 4496.0228 | 4645.8903 | 4645.8903 | 4496.0228 | 4645.8903 | 4496.0228 | 4645.8903 | 7300 | 54701.6113 | 3.1501
733 | Ventilation | AH2 - Ice Rink | MAX AH2 D2 (dehum fan 2) | Uniform |  |  | 3 |  | 600.0 | 9.5 | 13.23416836882390 | 0.75 | 0.89338 | 0.78375 | 7.7377 |  | 1 | AHU-2/3/4/6 | 20.0 | 620 | 560 | 620 | 600 | 620 | 600 | 620 | 620 | 600 | 620 | 600 | 620 | 4797.3867 | 4333.1235 | 4797.3867 | 4642.6323 | 4797.3867 | 4642.6323 | 4797.3867 | 4797.3867 | 4642.6323 | 4797.3867 | 4642.6323 | 4797.3867 | 7300 | 56485.3595 | 3.2528
734 | Ventilation | AH3 - Level 100 North Core | MAX AH3 EF2 | Uniform |  |  | 3 |  | 600.0 | 7.4 | 10.30872062413650 | 0.75 | 0.89338 | 0.78375 | 6.0273 |  | 1 | AHU-2/3/4/6 | 20.0 | 620 | 560 | 620 | 600 | 620 | 600 | 620 | 620 | 600 | 620 | 600 | 620 | 3736.9117 | 3375.2751 | 3736.9117 | 3616.3662 | 3736.9117 | 3616.3662 | 3736.9117 | 3736.9117 | 3616.3662 | 3736.9117 | 3616.3662 | 3736.9117 | 7300 | 43999.1221 | 2.5337
735 | Ventilation | AH3 - Level 100 North Core | MAX AH3 SF (IFH-3) | Uniform |  |  | 3 |  | 600.0 | 8.1 | 11.283869872365600 | 0.75 | 0.89338 | 0.78375 | 6.5974 |  | 1 | AHU-2/3/4/6 | 20.0 | 620 | 560 | 620 | 600 | 620 | 600 | 620 | 620 | 600 | 620 | 600 | 620 | 4090.4034 | 3694.5579 | 4090.4034 | 3958.4549 | 4090.4034 | 3958.4549 | 4090.4034 | 4090.4034 | 3958.4549 | 4090.4034 | 3958.4549 | 4090.4034 | 7300 | 48161.2012 | 2.7734
736 | Ventilation | AH4 - Level 100/200 South Core | MAX BELL AH4 EF | Uniform |  |  | 3 |  | 600.0 | 6.3 | 8.77634323406214 | 0.75 | 0.8825 | 0.7645 | 5.0053 |  | 1 | AHU-2/3/4/6 | 20.0 | 620 | 560 | 620 | 600 | 620 | 600 | 620 | 620 | 600 | 620 | 600 | 620 | 3103.2846 | 2802.9667 | 3103.2846 | 3003.1786 | 3103.2846 | 3003.1786 | 3103.2846 | 3103.2846 | 3003.1786 | 3103.2846 | 3003.1786 | 3103.2846 | 7300 | 36538.6735 | 2.1041
737 | Ventilation | AH4 - Level 100/200 South Core | MAX BELL AH4 SF | Uniform |  |  | 3 |  | 600.0 | 5.4 | 7.522579914910410 | 0.75 | 0.8825 | 0.7645 | 4.2903 |  | 1 | AHU-2/3/4/6 | 20.0 | 620 | 560 | 620 | 600 | 620 | 600 | 620 | 620 | 600 | 620 | 600 | 620 | 2659.9582 | 2402.5429 | 2659.9582 | 2574.1531 | 2659.9582 | 2574.1531 | 2659.9582 | 2659.9582 | 2574.1531 | 2659.9582 | 2574.1531 | 2659.9582 | 7300 | 31318.863 | 1.8035
738 | Ventilation | AH6 - Level 200/300 North Core | MAX BELL AH6 RF (RF2) | Uniform |  |  | 3 |  | 600.0 | 3.3 | 4.597132170223030 | 0.75 | 0.86 | 0.71525 | 2.4529 |  | 1 | AHU-2/3/4/6 | 20.0 | 620 | 560 | 620 | 600 | 620 | 600 | 620 | 620 | 600 | 620 | 600 | 620 | 1520.8114 | 1373.6361 | 1520.8114 | 1471.753 | 1520.8114 | 1471.753 | 1520.8114 | 1520.8114 | 1471.753 | 1520.8114 | 1471.753 | 1520.8114 | 7300 | 17906.3284 | 1.0312
739 | Ventilation | AH6 - Level 200/300 North Core | MAX BELL AH6 SF1 | Uniform |  |  | 3 |  | 600.0 | 4.7 | 6.5474306666812800 | 0.75 | 0.87 | 0.758 | 3.7024 |  | 1 | AHU-2/3/4/6 | 20.0 | 620 | 560 | 620 | 600 | 620 | 600 | 620 | 620 | 600 | 620 | 600 | 620 | 2295.4648 | 2073.323 | 2295.4648 | 2221.4175 | 2295.4648 | 2221.4175 | 2295.4648 | 2295.4648 | 2221.4175 | 2295.4648 | 2221.4175 | 2295.4648 | 7300 | 27027.2464 | 1.5564
740 | Ventilation | AH6 - Level 200/300 North Core | MAX BELL AH6 SF3 | Uniform |  |  | 3 |  | 600.0 | 4.7 | 6.5474306666812800 | 0.75 | 0.87 | 0.758 | 3.7024 |  | 1 | AHU-2/3/4/6 | 20.0 | 620 | 560 | 620 | 600 | 620 | 600 | 620 | 620 | 600 | 620 | 600 | 620 | 2295.4648 | 2073.323 | 2295.4648 | 2221.4175 | 2295.4648 | 2221.4175 | 2295.4648 | 2295.4648 | 2221.4175 | 2295.4648 | 2221.4175 | 2295.4648 | 7300 | 27027.2464 | 1.5564
741 | N/A | In-suite bathroom exhaust fans |  | Uniform | 11.0 | [5 empty] | 11.0 | 0.75 | 0.89338 | 0.78375 | 6.889 |  | 0.15 | Laundry Room | 12.0 | 55.8 | 50.4 | 55.8 | 54 | 55.8 | 54 | 55.8 | 55.8 | 54 | 55.8 | 54 | 55.8 | 384.4087 | 347.2078 | 384.4087 | 372.0084 | 384.4087 | 372.0084 | 384.4087 | 384.4087 | 372.0084 | 384.4087 | 372.0084 | 384.4087 | 657 | 4526.1021 | 5.8336
742 | N/A | In-suite bathroom exhaust fans |  | Uniform | 11.0 | [5 empty] | 11.0 | 0.75 | 0.89338 | 0.78375 | 6.889 |  | 0.15 | Laundry Room | 12.0 | 55.8 | 50.4 | 55.8 | 54 | 55.8 | 54 | 55.8 | 55.8 | 54 | 55.8 | 54 | 55.8 | 384.4087 | 347.2078 | 384.4087 | 372.0084 | 384.4087 | 372.0084 | 384.4087 | 384.4087 | 372.0084 | 384.4087 | 372.0084 | 384.4087 | 657 | 4526.1021 | 5.8336
743 | N/A | In-suite bathroom exhaust fans |  | Uniform | 11.0 | [5 empty] | 11.0 | 0.75 | 0.89338 | 0.78375 | 6.889 |  | 0.15 | Laundry Room | 12.0 | 55.8 | 50.4 | 55.8 | 54 | 55.8 | 54 | 55.8 | 55.8 | 54 | 55.8 | 54 | 55.8 | 384.4087 | 347.2078 | 384.4087 | 372.0084 | 384.4087 | 372.0084 | 384.4087 | 384.4087 | 372.0084 | 384.4087 | 372.0084 | 384.4087 | 657 | 4526.1021 | 5.8336
744 | N/A | In-suite bathroom exhaust fans |  | Uniform | 11.0 | [5 empty] | 11.0 | 0.75 | 0.89338 | 0.78375 | 6.889 |  | 0.15 | Laundry Room | 12.0 | 55.8 | 50.4 | 55.8 | 54 | 55.8 | 54 | 55.8 | 55.8 | 54 | 55.8 | 54 | 55.8 | 384.4087 | 347.2078 | 384.4087 | 372.0084 | 384.4087 | 372.0084 | 384.4087 | 384.4087 | 372.0084 | 384.4087 | 372.0084 | 384.4087 | 657 | 4526.1021 | 5.8336
745 | Miscellaneous electricity | Walk in Cooler |  | Uniform |  |  | 1 |  | 115.0 | 2.1 | 0.3237265415549600 | 0.75 | 0.75 | 0.67 | 0.16181 |  | 0.15 | All Day | 24.0 | 111.6 | 100.8 | 111.6 | 108 | 111.6 | 108 | 111.6 | 111.6 | 108 | 111.6 | 108 | 111.6 | 18.0574 | 16.3099 | 18.0574 | 17.4749 | 18.0574 | 17.4749 | 18.0574 | 18.0574 | 17.4749 | 18.0574 | 17.4749 | 18.0574 | 1314 | 212.6118 | 0.019707
746 | Miscellaneous electricity | Walk in Cooler |  | Uniform |  |  | 1 |  | 115.0 | 2.63 | 0.4054289544235930 | 0.75 | 0.75 | 0.67 | 0.20264 |  | 0.15 | All Day | 24.0 | 111.6 | 100.8 | 111.6 | 108 | 111.6 | 108 | 111.6 | 111.6 | 108 | 111.6 | 108 | 111.6 | 22.6148 | 20.4263 | 22.6148 | 21.8853 | 22.6148 | 21.8853 | 22.6148 | 22.6148 | 21.8853 | 22.6148 | 21.8853 | 22.6148 | 1314 | 266.2709 | 0.024681
747 | Miscellaneous electricity | Walk in Freezer |  | Uniform |  |  | 1 |  | 115.0 | 4.35 | 0.6705764075067020 | 0.75 | 0.75 | 0.67 | 0.33517 |  | 0.15 | All Day | 24.0 | 111.6 | 100.8 | 111.6 | 108 | 111.6 | 108 | 111.6 | 111.6 | 108 | 111.6 | 108 | 111.6 | 37.4047 | 33.7849 | 37.4047 | 36.1981 | 37.4047 | 36.1981 | 37.4047 | 37.4047 | 36.1981 | 37.4047 | 36.1981 | 37.4047 | 1314 | 440.4101 | 0.040822
748 | Miscellaneous electricity | Walk in Freezer/cooler |  | Uniform |  |  | 1 |  | 240.0 | 5.2 | 1.6729222520107200 | 0.75 | 0.75 | 0.79 | 0.98592 |  | 0.15 | All Day | 24.0 | 111.6 | 100.8 | 111.6 | 108 | 111.6 | 108 | 111.6 | 111.6 | 108 | 111.6 | 108 | 111.6 | 110.0287 | 99.3807 | 110.0287 | 106.4794 | 110.0287 | 106.4794 | 110.0287 | 110.0287 | 106.4794 | 110.0287 | 106.4794 | 110.0287 | 1314 | 1295.4989 | 0.12008
749 | Miscellaneous electricity | Fridge |  | Uniform |  |  | 1 |  | 115.0 | 6.8 | 1.0482573726541600 | 0.75 | 0.75 | 0.765 | 0.59823 |  | 0.15 | All Day | 24.0 | 111.6 | 100.8 | 111.6 | 108 | 111.6 | 108 | 111.6 | 111.6 | 108 | 111.6 | 108 | 111.6 | 66.7625 | 60.3016 | 66.7625 | 64.6088 | 66.7625 | 64.6088 | 66.7625 | 66.7625 | 64.6088 | 66.7625 | 64.6088 | 66.7625 | 1314 | 786.0742 | 0.072862
750 | Ventilation | Exhaust Fan | EF-1 | Uniform |  | 0.06 |  |  |  |  | 0.08042895442359250 | 0.75 | 0.75 | 0.7 | 0.06 |  | 0.15 | All Day | 24.0 | 111.6 | 100.8 | 111.6 | 108 | 111.6 | 108 | 111.6 | 111.6 | 108 | 111.6 | 108 | 111.6 | 6.696 | 6.048 | 6.696 | 6.48 | 6.696 | 6.48 | 6.696 | 6.696 | 6.48 | 6.696 | 6.48 | 6.696 | 1314 | 78.84 | 0.33206
751 | Ventilation | Exhaust Fan | EF-2 | Uniform |  | 0.22 |  |  |  |  | 0.29490616621983900 | 0.75 | 0.75 | 0.7 | 0.22 |  | 0.15 | All Day | 24.0 | 111.6 | 100.8 | 111.6 | 108 | 111.6 | 108 | 111.6 | 111.6 | 108 | 111.6 | 108 | 111.6 | 24.552 | 22.176 | 24.552 | 23.76 | 24.552 | 23.76 | 24.552 | 24.552 | 23.76 | 24.552 | 23.76 | 24.552 | 1314 | 289.08 | 1.2176
752 | Ventilation | Exhaust Fan | EF-3 | Uniform |  | 0.22 |  |  |  |  | 0.29490616621983900 | 0.75 | 0.75 | 0.7 | 0.22 |  | 0.15 | All Day | 24.0 | 111.6 | 100.8 | 111.6 | 108 | 111.6 | 108 | 111.6 | 111.6 | 108 | 111.6 | 108 | 111.6 | 24.552 | 22.176 | 24.552 | 23.76 | 24.552 | 23.76 | 24.552 | 24.552 | 23.76 | 24.552 | 23.76 | 24.552 | 1314 | 289.08 | 1.2176
753 | Domestic hot water | DHW Heater |  | Uniform |  | 3.5 |  |  |  |  | 4.6916890080429000 | 0.75 | 0.86 | 0.71525 | 3.0523 |  | 0.15 | All Day | 24.0 | 111.6 | 100.8 | 111.6 | 108 | 111.6 | 108 | 111.6 | 111.6 | 108 | 111.6 | 108 | 111.6 | 340.6395 | 307.6744 | 340.6395 | 329.6512 | 340.6395 | 329.6512 | 340.6395 | 340.6395 | 329.6512 | 340.6395 | 329.6512 | 340.6395 | 1314 | 4010.7558 | 0.69172
754 | Domestic hot water | DHW Heater |  | Uniform |  | 3.5 |  |  |  |  | 4.6916890080429000 | 0.75 | 0.86 | 0.71525 | 3.0523 |  | 0.15 | All Day | 24.0 | 111.6 | 100.8 | 111.6 | 108 | 111.6 | 108 | 111.6 | 111.6 | 108 | 111.6 | 108 | 111.6 | 340.6395 | 307.6744 | 340.6395 | 329.6512 | 340.6395 | 329.6512 | 340.6395 | 340.6395 | 329.6512 | 340.6395 | 329.6512 | 340.6395 | 1314 | 4010.7558 | 0.69172
755 | Ventilation | Range Hood Fans | EF6 | Uniform |  |  | 1 |  | 120.0 | 25.5 | 4.101876675603220 | 0.75 | 0.75 | 0.845 | 2.5857 |  | 0.3 | Occupied (Example) | 12.0 | 111.6 | 100.8 | 111.6 | 108 | 111.6 | 108 | 111.6 | 111.6 | 108 | 111.6 | 108 | 111.6 | 288.5641 | 260.6386 | 288.5641 | 279.2556 | 288.5641 | 279.2556 | 288.5641 | 288.5641 | 279.2556 | 288.5641 | 279.2556 | 288.5641 | 1314 | 3397.6098 | 10.0649
756 | Miscellaneous electricity | Washer |  | Uniform |  |  | 1 |  | 120.0 | 6 | 0.9651474530831100 | 0.75 | 0.75 | 0.69667 | 3.0096 |  | 0.15 | All Day | 24.0 | 111.6 | 100.8 | 111.6 | 108 | 111.6 | 108 | 111.6 | 111.6 | 108 | 111.6 | 108 | 111.6 | 335.8714 | 303.3677 | 335.8714 | 325.0368 | 335.8714 | 325.0368 | 335.8714 | 335.8714 | 325.0368 | 335.8714 | 325.0368 | 335.8714 | 1314 | 3954.6144 | 0.71148
757 | Miscellaneous electricity | Dryer |  | Uniform |  |  | 3 |  | 120.0 | 22 | 6.129509560297370 | 0.75 | 0.87 | 0.758 | 20.7962 |  | 0.15 | All Day | 24.0 | 111.6 | 100.8 | 111.6 | 108 | 111.6 | 108 | 111.6 | 111.6 | 108 | 111.6 | 108 | 111.6 | 2320.8614 | 2096.2619 | 2320.8614 | 2245.9949 | 2320.8614 | 2245.9949 | 2320.8614 | 2320.8614 | 2245.9949 | 2320.8614 | 2245.9949 | 2320.8614 | 1314 | 27326.2713 | 4.9163
758 | Electric heating | Duct heater | DH-2 | Uniform |  | 1 |  |  |  |  | 1.3404825737265400 | 1 | 1 | 0.65475 | 1 |  | 0.3 | All Day | 24.0 | 223.2 | 201.6 | 223.2 | 216 | 223.2 | 216 | 223.2 | 223.2 | 216 | 223.2 | 216 | 223.2 | 223.2 | 201.6 | 223.2 | 216 | 223.2 | 216 | 223.2 | 223.2 | 216 | 223.2 | 216 | 223.2 | 2628 | 2628 | 0.24359
759 | Pump | DHWR Pump |  | Uniform |  | 0.07 |  |  |  |  | 0.09383378016085790 | 0.75 | 0.75 | 0.7 | 0.07 |  | 0.3 | All Day | 24.0 | 223.2 | 201.6 | 223.2 | 216 | 223.2 | 216 | 223.2 | 223.2 | 216 | 223.2 | 216 | 223.2 | 15.624 | 14.112 | 15.624 | 15.12 | 15.624 | 15.12 | 15.624 | 15.624 | 15.12 | 15.624 | 15.12 | 15.624 | 2628 | 183.96 | 0.77481
760 | Pump | Storage Tank Circ. Pump |  | Uniform |  |  | 1 | 2.5 | 120.0 |  | 0.40214477211796200 | 0.75 | 0.75 | 0.67 | 0.15075 |  | 0.3 | All Day | 24.0 | 223.2 | 201.6 | 223.2 | 216 | 223.2 | 216 | 223.2 | 223.2 | 216 | 223.2 | 216 | 223.2 | 33.6474 | 30.3912 | 33.6474 | 32.562 | 33.6474 | 32.562 | 33.6474 | 33.6474 | 32.562 | 33.6474 | 32.562 | 33.6474 | 2628 | 396.171 | 1.6686
761 | Pump | DHWR Pump |  | Uniform |  |  | 1 | 2.5 | 120.0 |  | 0.40214477211796200 | 0.75 | 0.75 | 0.67 | 0.15075 |  | 0.3 | All Day | 24.0 | 223.2 | 201.6 | 223.2 | 216 | 223.2 | 216 | 223.2 | 223.2 | 216 | 223.2 | 216 | 223.2 | 33.6474 | 30.3912 | 33.6474 | 32.562 | 33.6474 | 32.562 | 33.6474 | 33.6474 | 32.562 | 33.6474 | 32.562 | 33.6474 | 2628 | 396.171 | 1.6686
762 | Data centre | Compressor | CU-4 | Data Center |  | 3.5 |  |  |  |  | 4.691689008 | 0.75 | 0.86 | 0.71525 | 3.0523 |  | 0.3 | All Day | 24.0 | 223.2 | 201.6 | 223.2 | 216 | 223.2 | 216 | 223.2 | 223.2 | 216 | 223.2 | 216 | 223.2 | 681.2791 | 615.3488 | 681.2791 | 659.3023 | 681.2791 | 659.3023 | 681.2791 | 681.2791 | 659.3023 | 681.2791 | 659.3023 | 681.2791 | 2628 | 8021.5116 | 1.9159
763 | Data centre | Compressor Fan | CU-4 | Data Center |  |  | 1 |  | 208.0 | 0.1 | 0.02788203753 | 0.75 | 0.75 | 0.67 | 0.013936 |  | 0.3 | All Day | 24.0 | 223.2 | 201.6 | 223.2 | 216 | 223.2 | 216 | 223.2 | 223.2 | 216 | 223.2 | 216 | 223.2 | 3.1105 | 2.8095 | 3.1105 | 3.0102 | 3.1105 | 3.0102 | 3.1105 | 3.1105 | 3.0102 | 3.1105 | 3.0102 | 3.1105 | 2628 | 36.6238 | 0.0087474
764 | Data centre | Compressor | CU-? | Data Center |  |  | 3 | 10.4 | 208.0 |  | 5.022482985 | 0.75 | 0.87 | 0.758 | 2.13 |  | 0.3 | All Day | 24.0 | 223.2 | 201.6 | 223.2 | 216 | 223.2 | 216 | 223.2 | 223.2 | 216 | 223.2 | 216 | 223.2 | 475.4249 | 429.4161 | 475.4249 | 460.0887 | 475.4249 | 460.0887 | 475.4249 | 475.4249 | 460.0887 | 475.4249 | 460.0887 | 475.4249 | 2628 | 5597.7453 | 1.337
765 | Data centre | Compressor | CU-? | Data Center |  | 3.5 |  |  |  |  | 4.691689008 | 0.75 | 0.86 | 0.71525 | 3.0523 |  | 0.3 | All Day | 24.0 | 223.2 | 201.6 | 223.2 | 216 | 223.2 | 216 | 223.2 | 223.2 | 216 | 223.2 | 216 | 223.2 | 681.2791 | 615.3488 | 681.2791 | 659.3023 | 681.2791 | 659.3023 | 681.2791 | 681.2791 | 659.3023 | 681.2791 | 659.3023 | 681.2791 | 2628 | 8021.5116 | 1.9159
766 | Data centre | Compressor Fan | CU-? | Data Center |  |  | 1 |  | 208.0 | 0.1 | 0.02788203753 | 0.75 | 0.75 | 0.67 | 0.013936 |  | 0.3 | All Day | 24.0 | 223.2 | 201.6 | 223.2 | 216 | 223.2 | 216 | 223.2 | 223.2 | 216 | 223.2 | 216 | 223.2 | 3.1105 | 2.8095 | 3.1105 | 3.0102 | 3.1105 | 3.0102 | 3.1105 | 3.1105 | 3.0102 | 3.1105 | 3.0102 | 3.1105 | 2628 | 36.6238 | 0.0087474
767 | AC system | Refrigeration |  | Uniform |  |  | 3 | 31.5 | 208.0 |  | 15.212328272374400 | 0.75 | 0.90012 | 0.7965 | 6.7792 |  | 0.3 | All Day | 24.0 | 223.2 | 201.6 | 223.2 | 216 | 223.2 | 216 | 223.2 | 223.2 | 216 | 223.2 | 216 | 223.2 | 1513.1283 | 1366.6965 | 1513.1283 | 1464.3177 | 1513.1283 | 1464.3177 | 1513.1283 | 1513.1283 | 1464.3177 | 1513.1283 | 1464.3177 | 1513.1283 | 2628 | 17815.8653 | 2.2022
768 | AC system | Refrigeration |  | Uniform |  |  | 3 | 28.8 | 208.0 |  | 13.908414420456600 | 0.75 | 0.89338 | 0.78375 | 6.099 |  | 0.3 | All Day | 24.0 | 223.2 | 201.6 | 223.2 | 216 | 223.2 | 216 | 223.2 | 223.2 | 216 | 223.2 | 216 | 223.2 | 1361.2862 | 1229.5489 | 1361.2862 | 1317.3738 | 1361.2862 | 1317.3738 | 1361.2862 | 1361.2862 | 1317.3738 | 1361.2862 | 1317.3738 | 1361.2862 | 2628 | 16028.0478 | 1.9812
769 | AC system | Refrigeration |  | Uniform |  |  | 3 | 30 | 208.0 |  | 14.487931687975600 | 0.75 | 0.89338 | 0.78375 | 6.3531 |  | 0.3 | All Day | 24.0 | 223.2 | 201.6 | 223.2 | 216 | 223.2 | 216 | 223.2 | 223.2 | 216 | 223.2 | 216 | 223.2 | 1418.0065 | 1280.7801 | 1418.0065 | 1372.2644 | 1418.0065 | 1372.2644 | 1418.0065 | 1418.0065 | 1372.2644 | 1418.0065 | 1372.2644 | 1418.0065 | 2628 | 16695.8831 | 2.0637
770 | AC system | Refrigeration |  | Uniform |  |  | 3 | 30 | 208.0 |  | 14.487931687975600 | 0.75 | 0.89338 | 0.78375 | 6.3531 |  | 0.3 | All Day | 24.0 | 223.2 | 201.6 | 223.2 | 216 | 223.2 | 216 | 223.2 | 223.2 | 216 | 223.2 | 216 | 223.2 | 1418.0065 | 1280.7801 | 1418.0065 | 1372.2644 | 1418.0065 | 1372.2644 | 1418.0065 | 1418.0065 | 1372.2644 | 1418.0065 | 1372.2644 | 1418.0065 | 2628 | 16695.8831 | 2.0637
771 | AC system | Refrigeration |  | Uniform |  |  | 3 | 30 | 208.0 |  | 14.487931687975600 | 0.75 | 0.89338 | 0.78375 | 6.3531 |  | 0.3 | All Day | 24.0 | 223.2 | 201.6 | 223.2 | 216 | 223.2 | 216 | 223.2 | 223.2 | 216 | 223.2 | 216 | 223.2 | 1418.0065 | 1280.7801 | 1418.0065 | 1372.2644 | 1418.0065 | 1372.2644 | 1418.0065 | 1418.0065 | 1372.2644 | 1418.0065 | 1372.2644 | 1418.0065 | 2628 | 16695.8831 | 2.0637
772 | Miscellaneous electricity | Pop Machine |  | Uniform |  | 1 |  |  |  |  | 1.3404825737265400 | 0.75 | 0.75 | 0.65475 | 1 |  | 0.3 | All Day | 24.0 | 223.2 | 201.6 | 223.2 | 216 | 223.2 | 216 | 223.2 | 223.2 | 216 | 223.2 | 216 | 223.2 | 223.2 | 201.6 | 223.2 | 216 | 223.2 | 216 | 223.2 | 223.2 | 216 | 223.2 | 216 | 223.2 | 2628 | 2628 | 0.7121
773 | Miscellaneous electricity | Vending Machine |  | Uniform |  | 1.5 |  |  |  |  | 2.0107238605898100 | 0.75 | 0.845 | 0.702 | 1.3314 |  | 0.3 | All Day | 24.0 | 223.2 | 201.6 | 223.2 | 216 | 223.2 | 216 | 223.2 | 223.2 | 216 | 223.2 | 216 | 223.2 | 297.1598 | 268.4024 | 297.1598 | 287.574 | 297.1598 | 287.574 | 297.1598 | 297.1598 | 287.574 | 297.1598 | 287.574 | 297.1598 | 2628 | 3498.8166 | 0.94806
774 | Miscellaneous electricity | 110 x Refrigerators |  | Uniform |  | 0.2 |  |  |  |  | 0.2680965147453080 | 0.75 | 0.75 | 0.7 | 0.2 |  | 0.3 | All Day | 24.0 | 223.2 | 201.6 | 223.2 | 216 | 223.2 | 216 | 223.2 | 223.2 | 216 | 223.2 | 216 | 223.2 | 44.64 | 40.32 | 44.64 | 43.2 | 44.64 | 43.2 | 44.64 | 44.64 | 43.2 | 44.64 | 43.2 | 44.64 | 2628 | 525.6 | 0.14242
775 | AC system | Split System Fan | CU-1 | Uniform |  |  | 1 | 1.4 | 208.0 |  | 0.3903485254691690 | 0.75 | 0.75 | 0.67 | 0.14633 |  | 0.3 | 24/7 | 24.0 | 223.2 | 201.6 | 223.2 | 216 | 223.2 | 216 | 223.2 | 223.2 | 216 | 223.2 | 216 | 223.2 | 32.6604 | 29.4997 | 32.6604 | 31.6068 | 32.6604 | 31.6068 | 32.6604 | 32.6604 | 31.6068 | 32.6604 | 31.6068 | 32.6604 | 2628 | 384.55 | 0.038503
776 | AC system | Split System Compressor | CU-1 | Uniform |  |  | 1 | 11.4 | 208.0 |  | 3.178552278820380 | 0.75 | 0.75 | 0.845 | 1.5027 |  | 0.3 | 24/7 | 24.0 | 223.2 | 201.6 | 223.2 | 216 | 223.2 | 216 | 223.2 | 223.2 | 216 | 223.2 | 216 | 223.2 | 335.4134 | 302.954 | 335.4134 | 324.5936 | 335.4134 | 324.5936 | 335.4134 | 335.4134 | 324.5936 | 335.4134 | 324.5936 | 335.4134 | 2628 | 3949.2217 | 0.39542
777 | Domestic hot water | DHW Heater 40 Gal |  | Uniform |  | 3 |  |  |  |  | 4.021447721179630 | 0.75 | 0.86 | 0.71525 | 2.6163 |  | 0.3 | All Day | 24.0 | 223.2 | 201.6 | 223.2 | 216 | 223.2 | 216 | 223.2 | 223.2 | 216 | 223.2 | 216 | 223.2 | 583.9535 | 527.4419 | 583.9535 | 565.1163 | 583.9535 | 565.1163 | 583.9535 | 583.9535 | 565.1163 | 583.9535 | 565.1163 | 583.9535 | 2628 | 6875.5814 | 2.2767
778 | Domestic hot water | DHW Heater 40 Gal |  | Uniform |  | 3 |  |  |  |  | 4.021447721179630 | 0.75 | 0.86 | 0.71525 | 2.6163 |  | 0.3 | All Day | 24.0 | 223.2 | 201.6 | 223.2 | 216 | 223.2 | 216 | 223.2 | 223.2 | 216 | 223.2 | 216 | 223.2 | 583.9535 | 527.4419 | 583.9535 | 565.1163 | 583.9535 | 565.1163 | 583.9535 | 583.9535 | 565.1163 | 583.9535 | 565.1163 | 583.9535 | 2628 | 6875.5814 | 2.2767
779 | Domestic hot water | DHW Heater 75 Gal |  | Uniform |  | 8 |  |  |  |  | 10.723860589812300 | 0.75 | 0.89338 | 0.78375 | 6.7161 |  | 0.3 | All Day | 24.0 | 223.2 | 201.6 | 223.2 | 216 | 223.2 | 216 | 223.2 | 223.2 | 216 | 223.2 | 216 | 223.2 | 1499.0346 | 1353.9667 | 1499.0346 | 1450.6786 | 1499.0346 | 1450.6786 | 1499.0346 | 1499.0346 | 1450.6786 | 1499.0346 | 1450.6786 | 1499.0346 | 2628 | 17649.923 | 5.8444
780 | Domestic hot water | DHW Heater |  | Uniform |  | 30 |  |  |  |  | 40.21447721179630 | 0.75 | 0.92175 | 0.80875 | 24.4101 |  | 0.3 | All Day | 24.0 | 223.2 | 201.6 | 223.2 | 216 | 223.2 | 216 | 223.2 | 223.2 | 216 | 223.2 | 216 | 223.2 | 5448.332 | 4921.074 | 5448.332 | 5272.5793 | 5448.332 | 5272.5793 | 5448.332 | 5448.332 | 5272.5793 | 5448.332 | 5272.5793 | 5448.332 | 2628 | 64149.7152 | 21.2417
781 | Domestic hot water | DHW Electric Heater | DHWT | Uniform |  | 6 |  |  |  |  | 8.04289544235925 | 0.75 | 0.8825 | 0.7645 | 5.0992 |  | 0.3 | All Day | 24.0 | 223.2 | 201.6 | 223.2 | 216 | 223.2 | 216 | 223.2 | 223.2 | 216 | 223.2 | 216 | 223.2 | 1138.1303 | 1027.9887 | 1138.1303 | 1101.4164 | 1138.1303 | 1101.4164 | 1138.1303 | 1138.1303 | 1101.4164 | 1138.1303 | 1101.4164 | 1138.1303 | 2628 | 13400.5666 | 14.3086
782 | AC system | MRI Chiller, Compressor |  | Uniform |  |  | 3 | 28.6 | 575.0 |  | 38.18173663601900 | 0.75 | 0.91612 | 0.809 | 17.2824 |  | 0.3 | All Day | 24.0 | 223.2 | 201.6 | 223.2 | 216 | 223.2 | 216 | 223.2 | 223.2 | 216 | 223.2 | 216 | 223.2 | 3857.4338 | 3484.1337 | 3857.4338 | 3733.0004 | 3857.4338 | 3733.0004 | 3857.4338 | 3857.4338 | 3733.0004 | 3857.4338 | 3733.0004 | 3857.4338 | 2628 | 45418.172 | 0.85985
783 | Miscellaneous electricity | Motor Flow Heater | FF-1 | Uniform |  | 0.32 |  |  |  |  | 0.4289544235924930 | 0.75 | 0.75 | 0.7 | 0.32 |  | 0.3 | All Day | 24.0 | 223.2 | 201.6 | 223.2 | 216 | 223.2 | 216 | 223.2 | 223.2 | 216 | 223.2 | 216 | 223.2 | 71.424 | 64.512 | 71.424 | 69.12 | 71.424 | 69.12 | 71.424 | 71.424 | 69.12 | 71.424 | 69.12 | 71.424 | 2628 | 840.96 | 0.015921
784 | Miscellaneous electricity | Motor Flow Heater | FF-2 | Uniform |  | 0.14 |  |  |  |  | 0.18766756032171600 | 0.75 | 0.75 | 0.7 | 0.14 |  | 0.3 | All Day | 24.0 | 223.2 | 201.6 | 223.2 | 216 | 223.2 | 216 | 223.2 | 223.2 | 216 | 223.2 | 216 | 223.2 | 31.248 | 28.224 | 31.248 | 30.24 | 31.248 | 30.24 | 31.248 | 31.248 | 30.24 | 31.248 | 30.24 | 31.248 | 2628 | 367.92 | 0.0069654
785 | Miscellaneous electricity | Motor Flow Heater | FF-3 | Uniform |  | 0.14 |  |  |  |  | 0.18766756032171600 | 0.75 | 0.75 | 0.7 | 0.14 |  | 0.3 | All Day | 24.0 | 223.2 | 201.6 | 223.2 | 216 | 223.2 | 216 | 223.2 | 223.2 | 216 | 223.2 | 216 | 223.2 | 31.248 | 28.224 | 31.248 | 30.24 | 31.248 | 30.24 | 31.248 | 31.248 | 30.24 | 31.248 | 30.24 | 31.248 | 2628 | 367.92 | 0.0069654
786 | Miscellaneous electricity | Motor Flow Heater | FF-4 | Uniform |  | 0.14 |  |  |  |  | 0.18766756032171600 | 0.75 | 0.75 | 0.7 | 0.14 |  | 0.3 | All Day | 24.0 | 223.2 | 201.6 | 223.2 | 216 | 223.2 | 216 | 223.2 | 223.2 | 216 | 223.2 | 216 | 223.2 | 31.248 | 28.224 | 31.248 | 30.24 | 31.248 | 30.24 | 31.248 | 31.248 | 30.24 | 31.248 | 30.24 | 31.248 | 2628 | 367.92 | 0.0069654
787 | Miscellaneous electricity | Pop Machine |  | Uniform |  | 1 |  |  |  |  | 1.3404825737265400 | 0.75 | 0.75 | 0.65475 | 1 |  | 0.3 | All Day | 24.0 | 223.2 | 201.6 | 223.2 | 216 | 223.2 | 216 | 223.2 | 223.2 | 216 | 223.2 | 216 | 223.2 | 223.2 | 201.6 | 223.2 | 216 | 223.2 | 216 | 223.2 | 223.2 | 216 | 223.2 | 216 | 223.2 | 2628 | 2628 | 0.86825
788 | Miscellaneous electricity | Vending Machine |  | Uniform |  | 1.5 |  |  |  |  | 2.0107238605898100 | 0.75 | 0.845 | 0.702 | 1.3314 |  | 0.3 | All Day | 24.0 | 223.2 | 201.6 | 223.2 | 216 | 223.2 | 216 | 223.2 | 223.2 | 216 | 223.2 | 216 | 223.2 | 297.1598 | 268.4024 | 297.1598 | 287.574 | 297.1598 | 287.574 | 297.1598 | 297.1598 | 287.574 | 297.1598 | 287.574 | 297.1598 | 2628 | 3498.8166 | 1.156
789 | Ventilation | RTU Supply Fan |  | Uniform |  |  | 1 |  | 120.0 | 19.3 | 3.10455764075067 | 0.75 | 0.75 | 0.845 | 1.957 |  | 0.3 | All Day | 24.0 | 223.2 | 201.6 | 223.2 | 216 | 223.2 | 216 | 223.2 | 223.2 | 216 | 223.2 | 216 | 223.2 | 436.8069 | 394.5352 | 436.8069 | 422.7163 | 436.8069 | 422.7163 | 436.8069 | 436.8069 | 422.7163 | 436.8069 | 422.7163 | 436.8069 | 2628 | 5143.0486 | 8.7504
790 | Ventilation | Electrical Room Exhaust |  | Uniform |  | 0.5 |  |  |  |  | 0.6702412868632710 | 0.75 | 0.75 | 0.7 | 0.5 |  | 0.3 | All Day | 24.0 | 223.2 | 201.6 | 223.2 | 216 | 223.2 | 216 | 223.2 | 223.2 | 216 | 223.2 | 216 | 223.2 | 111.6 | 100.8 | 111.6 | 108 | 111.6 | 108 | 111.6 | 111.6 | 108 | 111.6 | 108 | 111.6 | 2628 | 1314 | 2.2356
791 | Ventilation | Fresh Air Fan |  | Uniform |  | 0.5 |  |  |  |  | 0.6702412868632710 | 0.75 | 0.75 | 0.7 | 0.5 |  | 0.3 | All Day | 24.0 | 223.2 | 201.6 | 223.2 | 216 | 223.2 | 216 | 223.2 | 223.2 | 216 | 223.2 | 216 | 223.2 | 111.6 | 100.8 | 111.6 | 108 | 111.6 | 108 | 111.6 | 111.6 | 108 | 111.6 | 108 | 111.6 | 2628 | 1314 | 2.2356
792 | Ventilation | In suite Bathroom Exhaust Fan | BREF 1 to 8 | Uniform |  | 0.8 |  |  |  |  | 1.0723860589812300 | 0.75 | 0.75 | 0.65475 | 0.8 |  | 0.3 | All Day | 24.0 | 223.2 | 201.6 | 223.2 | 216 | 223.2 | 216 | 223.2 | 223.2 | 216 | 223.2 | 216 | 223.2 | 178.56 | 161.28 | 178.56 | 172.8 | 178.56 | 172.8 | 178.56 | 178.56 | 172.8 | 178.56 | 172.8 | 178.56 | 2628 | 2102.4 | 3.577
793 | Ventilation | In suite Kitchen Range Hood Exhaust Fan | KHEF 1 to 8 | Uniform |  |  | 1 |  | 120.0 | 13.6 | 2.1876675603217200 | 0.75 | 0.75 | 0.745 | 1.2158 |  | 0.3 | All Day | 24.0 | 223.2 | 201.6 | 223.2 | 216 | 223.2 | 216 | 223.2 | 223.2 | 216 | 223.2 | 216 | 223.2 | 271.3755 | 245.1133 | 271.3755 | 262.6214 | 271.3755 | 262.6214 | 271.3755 | 271.3755 | 262.6214 | 271.3755 | 262.6214 | 271.3755 | 2628 | 3195.2275 | 5.4364
794 | Ventilation | Rear (North) Ofice Supply Fan |  | Uniform |  | 0.25 |  |  |  |  | 0.3351206434316350 | 0.75 | 0.75 | 0.7 | 0.25 |  | 0.3 | All Day | 24.0 | 223.2 | 201.6 | 223.2 | 216 | 223.2 | 216 | 223.2 | 223.2 | 216 | 223.2 | 216 | 223.2 | 55.8 | 50.4 | 55.8 | 54 | 55.8 | 54 | 55.8 | 55.8 | 54 | 55.8 | 54 | 55.8 | 2628 | 657 | 1.1178
795 | Ventilation | Rear (North) Ofice Bathroom Exhaust Fan |  | Uniform |  | 0.25 |  |  |  |  | 0.3351206434316350 | 0.75 | 0.75 | 0.7 | 0.25 |  | 0.3 | All Day | 24.0 | 223.2 | 201.6 | 223.2 | 216 | 223.2 | 216 | 223.2 | 223.2 | 216 | 223.2 | 216 | 223.2 | 55.8 | 50.4 | 55.8 | 54 | 55.8 | 54 | 55.8 | 55.8 | 54 | 55.8 | 54 | 55.8 | 2628 | 657 | 1.1178
796 | AC system | Compressor | AC-2 | Uniform |  |  | 1 | 17.1 | 208.0 |  | 4.767828418230560 | 0.75 | 0.75 | 0.845 | 2.2541 |  | 0.3 | All Day | 24.0 | 223.2 | 201.6 | 223.2 | 216 | 223.2 | 216 | 223.2 | 223.2 | 216 | 223.2 | 216 | 223.2 | 503.12 | 454.431 | 503.12 | 486.8904 | 503.12 | 486.8904 | 503.12 | 503.12 | 486.8904 | 503.12 | 486.8904 | 503.12 | 2628 | 5923.8326 | 0.23508
797 | AC System | Split Coil Air Conditioner | CT-101 | Uniform |  | 3.88 |  |  |  |  | 5.201072386058980 | 0.75 | 0.87 | 0.758 | 3.3448 |  | 0.6 | All Day | 24.0 | 446.4 | 403.2 | 446.4 | 432 | 446.4 | 432 | 446.4 | 446.4 | 432 | 446.4 | 432 | 446.4 | 1493.131 | 1348.6345 | 1493.131 | 1444.9655 | 1493.131 | 1444.9655 | 1493.131 | 1493.131 | 1444.9655 | 1493.131 | 1444.9655 | 1493.131 | 5256 | 17580.4138 | 2.1032
798 | AC System | Split Coil Air Conditioner | CT-102 | Uniform |  | 3.88 |  |  |  |  | 5.201072386058980 | 0.75 | 0.87 | 0.758 | 3.3448 |  | 0.6 | All Day | 24.0 | 446.4 | 403.2 | 446.4 | 432 | 446.4 | 432 | 446.4 | 446.4 | 432 | 446.4 | 432 | 446.4 | 1493.131 | 1348.6345 | 1493.131 | 1444.9655 | 1493.131 | 1444.9655 | 1493.131 | 1493.131 | 1444.9655 | 1493.131 | 1444.9655 | 1493.131 | 5256 | 17580.4138 | 2.1032
799 | AC System | Split Coil Air Conditioner | CT-101 | Uniform |  | 3.88 |  |  |  |  | 5.201072386058980 | 0.75 | 0.87 | 0.758 | 3.3448 |  | 0.6 | All Day | 24.0 | 446.4 | 403.2 | 446.4 | 432 | 446.4 | 432 | 446.4 | 446.4 | 432 | 446.4 | 432 | 446.4 | 1493.131 | 1348.6345 | 1493.131 | 1444.9655 | 1493.131 | 1444.9655 | 1493.131 | 1493.131 | 1444.9655 | 1493.131 | 1444.9655 | 1493.131 | 5256 | 17580.4138 | 2.1032
800 | AC System | Split Coil Air Conditioner | CT-102 | Uniform |  | 3.88 |  |  |  |  | 5.201072386058980 | 0.75 | 0.87 | 0.758 | 3.3448 |  | 0.6 | All Day | 24.0 | 446.4 | 403.2 | 446.4 | 432 | 446.4 | 432 | 446.4 | 446.4 | 432 | 446.4 | 432 | 446.4 | 1493.131 | 1348.6345 | 1493.131 | 1444.9655 | 1493.131 | 1444.9655 | 1493.131 | 1493.131 | 1444.9655 | 1493.131 | 1444.9655 | 1493.131 | 5256 | 17580.4138 | 2.1032
801 | Ventilation | UNC-AHU-6 | Supply Fan | Uniform |  | 3.2 |  |  |  |  | 4.289544235924930 | 0.75 | 0.86 | 0.71525 | 2.7907 | 1 | 0.5 | UNC-AHU-6 | 6.5 | 100.75 | 91 | 100.75 | 97.5 | 100.75 | 97.5 | 100.75 | 100.75 | 97.5 | 100.75 | 97.5 | 100.75 | 281.1628 | 253.9535 | 281.1628 | 272.093 | 281.1628 | 272.093 | 281.1628 | 281.1628 | 272.093 | 281.1628 | 272.093 | 281.1628 | 1186.25 | 3310.4651 | 2.0411
802 | Ventilation | UNC-AHU-6 | Return Fan | Uniform |  | 1.1 |  |  |  |  | 1.4745308310992000 | 0.75 | 0.75 | 0.65475 | 1.1 | 1 | 0.5 | UNC-AHU-6 | 6.5 | 100.75 | 91 | 100.75 | 97.5 | 100.75 | 97.5 | 100.75 | 100.75 | 97.5 | 100.75 | 97.5 | 100.75 | 110.825 | 100.1 | 110.825 | 107.25 | 110.825 | 107.25 | 110.825 | 110.825 | 107.25 | 110.825 | 107.25 | 110.825 | 1186.25 | 1304.875 | 0.80455
803 | Ventilation | HSC-MUA-2 | Supply Fan | Uniform |  | 3.2 |  |  |  |  | 4.289544235924930 | 0.75 | 0.86 | 0.71525 | 2.7907 | 1 | 0.5 | HSC-MUA-2 | 13.0 | 201.5 | 182 | 201.5 | 195 | 201.5 | 195 | 201.5 | 201.5 | 195 | 201.5 | 195 | 201.5 | 562.3256 | 507.907 | 562.3256 | 544.186 | 562.3256 | 544.186 | 562.3256 | 562.3256 | 544.186 | 562.3256 | 544.186 | 562.3256 | 2372.5 | 6620.9302 | 4.8779
804 | Ventilation | HSC-MUA-4 | Supply Fan | Uniform |  | 4.8 |  |  |  |  | 6.434316353887400 | 0.75 | 0.87 | 0.758 | 4.1379 | 1 | 0.5 | HSC-MUA-4 | 13.0 | 201.5 | 182 | 201.5 | 195 | 201.5 | 195 | 201.5 | 201.5 | 195 | 201.5 | 195 | 201.5 | 833.7931 | 753.1034 | 833.7931 | 806.8966 | 833.7931 | 806.8966 | 833.7931 | 833.7931 | 806.8966 | 833.7931 | 806.8966 | 833.7931 | 2372.5 | 9817.2414 | 7.2327
805 | Ventilation | Exhaust Fan | EF-25 | Uniform |  | 0.12 |  |  |  |  | 0.16085790884718500 | 0.75 | 0.75 | 0.7 | 0.12 |  | 1 | EF-23/25 | 13.0 | 403 | 364 | 403 | 390 | 403 | 390 | 403 | 403 | 390 | 403 | 390 | 403 | 48.36 | 43.68 | 48.36 | 46.8 | 48.36 | 46.8 | 48.36 | 48.36 | 46.8 | 48.36 | 46.8 | 48.36 | 4745 | 569.4 | 0.057011
806 | AC System | Chiller compressors |  | Cooling 1 |  |  | 3 | 178 | 460.0 |  | 190.10766772619300 | 0.75 | 0.94588 | 0.82175 | 87.4056 |  | 0.3 | Occupied | 12.0 | 0 | 0 | 0 | 0 | 55.8 | 108 | 111.6 | 111.6 | 54 | 0 | 0 | 0 | 0 | 0 | 0 | 0 | 4877.2345 | 9439.8087 | 9754.469 | 9754.469 | 4719.9043 | 0 | 0 | 0 | 441 | 38545.8855 | 10.8799
807 | AC System | Chiller fans |  | Cooling 1 | 12.0 | [5 empty] | 12.0 | 0.75 | 0.89338 | 0.78375 | 7.5153 |  | 0.3 | Occupied | 12.0 | 0 | 0 | 0 | 0 | 55.8 | 108 | 111.6 | 111.6 | 54 | 0 | 0 | 0 | 0 | 0 | 0 | 0 | 419.3549 | 811.6547 | 838.7098 | 838.7098 | 405.8273 | 0 | 0 | 0 | 441 | 3314.2566 | 0.93548
808 | AC system | AHU-2 Compressor |  | Cooling 1 |  |  | 3 | 9.9 | 460.0 |  | 10.573403991513000 | 0.75 | 0.89338 | 0.78375 | 4.6365 |  | 0.3 | Occupied | 12.0 | 0 | 0 | 0 | 0 | 55.8 | 108 | 111.6 | 111.6 | 54 | 0 | 0 | 0 | 0 | 0 | 0 | 0 | 258.718 | 500.7445 | 517.436 | 517.436 | 250.3723 | 0 | 0 | 0 | 441 | 2044.7069 | 0.57714
809 | AC system | AHU-2 Condenser Fans |  | Cooling 1 |  |  | 1 | 8.2 | 460.0 |  | 5.056300268096510 | 0.75 | 0.75 | 0.905 | 2.5602 |  | 0.3 | Occupied | 12.0 | 0 | 0 | 0 | 0 | 55.8 | 108 | 111.6 | 111.6 | 54 | 0 | 0 | 0 | 0 | 0 | 0 | 0 | 142.8617 | 276.5065 | 285.7233 | 285.7233 | 138.2532 | 0 | 0 | 0 | 441 | 1129.068 | 0.31869
810 | AC System | Water Source Heat Pump |  | Cooling 1 |  |  | 3 | 5 | 230.0 |  | 2.670051513008320 | 0.75 | 0.845 | 0.702 | 1.0487 |  | 0.3 | Occupied | 12.0 | 0 | 0 | 0 | 0 | 55.8 | 108 | 111.6 | 111.6 | 54 | 0 | 0 | 0 | 0 | 0 | 0 | 0 | 58.5182 | 113.2611 | 117.0364 | 117.0364 | 56.6305 | 0 | 0 | 0 | 441 | 462.4826 | 0.13054
811 | AC system | Compressor | RTU-1 | Cooling 1 |  |  | 1 | 12.4 | 208.0 |  | 3.4573726541555000 | 0.75 | 0.75 | 0.845 | 1.6346 |  | 0.3 | All Day | 24.0 | 0 | 0 | 0 | 0 | 111.6 | 216 | 223.2 | 223.2 | 108 | 0 | 0 | 0 | 0 | 0 | 0 | 0 | 182.4178 | 353.0667 | 364.8356 | 364.8356 | 176.5333 | 0 | 0 | 0 | 882 | 1441.689 | 1.374
812 | AC system | Compressor | RTU-2 | Cooling 1 |  |  | 3 | 12.8 | 208.0 |  | 6.18151752020292 | 0.75 | 0.87 | 0.758 | 2.6216 |  | 0.3 | All Day | 24.0 | 0 | 0 | 0 | 0 | 111.6 | 216 | 223.2 | 223.2 | 108 | 0 | 0 | 0 | 0 | 0 | 0 | 0 | 292.5692 | 566.263 | 585.1384 | 585.1384 | 283.1315 | 0 | 0 | 0 | 882 | 2312.2404 | 2.2037
813 | AC system | Compressor | RTU-3 | Cooling 1 |  |  | 3 | 10.3 | 208.0 |  | 4.974189879538290 | 0.75 | 0.86 | 0.71525 | 1.9906 |  | 0.3 | All Day | 24.0 | 0 | 0 | 0 | 0 | 111.6 | 216 | 223.2 | 223.2 | 108 | 0 | 0 | 0 | 0 | 0 | 0 | 0 | 222.1491 | 429.966 | 444.2982 | 444.2982 | 214.983 | 0 | 0 | 0 | 882 | 1755.6943 | 1.6733
814 | AC system | Compressor | RTU-4 | Cooling 1 |  |  | 1 | 11.5 | 208.0 |  | 3.2064343163538900 | 0.75 | 0.75 | 0.845 | 1.5159 |  | 0.3 | All Day | 24.0 | 0 | 0 | 0 | 0 | 111.6 | 216 | 223.2 | 223.2 | 108 | 0 | 0 | 0 | 0 | 0 | 0 | 0 | 169.1778 | 327.4409 | 338.3556 | 338.3556 | 163.7204 | 0 | 0 | 0 | 882 | 1337.0503 | 1.2743
815 | AC system | Compressor | AHU-1 | Cooling 1 |  |  | 3 | 7.4 | 480.0 |  | 8.246976499309180 | 0.75 | 0.8825 | 0.7645 | 3.5275 |  | 0.3 | All Day | 24.0 | 0 | 0 | 0 | 0 | 111.6 | 216 | 223.2 | 223.2 | 108 | 0 | 0 | 0 | 0 | 0 | 0 | 0 | 393.6738 | 761.9493 | 787.3476 | 787.3476 | 380.9747 | 0 | 0 | 0 | 882 | 3111.2931 | 1.3515
816 | AC system | Compressor | RTU-2 | Cooling 1 |  |  | 3 | 7.2 | 480.0 |  | 8.024085242571100 | 0.75 | 0.8825 | 0.7645 | 3.4322 |  | 0.3 | All Day | 24.0 | 0 | 0 | 0 | 0 | 111.6 | 216 | 223.2 | 223.2 | 108 | 0 | 0 | 0 | 0 | 0 | 0 | 0 | 383.034 | 741.3561 | 766.068 | 766.068 | 370.6781 | 0 | 0 | 0 | 882 | 3027.2041 | 1.3149
817 | Ventilation | Exhaust Fan |  | Fish Season |  | 0.105 |  |  |  |  | 0.14075067024128700 | 0.75 | 0.75 | 0.7 | 0.105 |  | 1 |  | 24.0 | 744 | 672 | 744 | 720 | 372 | 72 | 0 | 0 | 0 | 744 | 720 | 744 | 78.12 | 70.56 | 78.12 | 75.6 | 39.06 | 7.56 | 0 | 0 | 0 | 78.12 | 75.6 | 78.12 | 5532 | 580.86 | 0.08068
818 | Ventilation | Exhaust Fan |  | Fish Season |  | 0.105 |  |  |  |  | 0.14075067024128700 | 0.75 | 0.75 | 0.7 | 0.105 |  | 1 |  | 24.0 | 744 | 672 | 744 | 720 | 372 | 72 | 0 | 0 | 0 | 744 | 720 | 744 | 78.12 | 70.56 | 78.12 | 75.6 | 39.06 | 7.56 | 0 | 0 | 0 | 78.12 | 75.6 | 78.12 | 5532 | 580.86 | 0.08068
819 | CH | Chiller (w/ Heat Rec) | CH-1 | Chiller |  |  | 3 | 206 | 600.0 |  | 286.9724930502860 | 0.75 | 0.94963 | 0.835 | 134.0685 | 1 | 0.5 | All Day | 24.0 | 0 | 0 | 0 | 9.5 | 42.5 | 90 | 180.5 | 180.5 | 28 | 0 | 1 | 0 | 0 | 0 | 0 | 1273.651 | 5697.9124 | 12066.1674 | 24199.3691 | 24199.3691 | 3753.9187 | 0 | 134.0685 | 0 | 532 | 71324.4562 | 15.7842
820 | CH | Chiller | CH-2 | Chiller |  |  | 3 | 218 | 600.0 |  | 303.68933730564200 | 0.75 | 0.94963 | 0.835 | 141.8783 | 1 | 0.5 | All Day | 24.0 | 0 | 0 | 0 | 9.5 | 42.5 | 90 | 180.5 | 180.5 | 28 | 0 | 1 | 0 | 0 | 0 | 0 | 1347.8443 | 6029.8296 | 12769.0509 | 25609.0411 | 25609.0411 | 3972.5936 | 0 | 141.8783 | 0 | 532 | 75479.2789 | 16.7037
821 | CT | Cooling Tower | CT-1 | Chiller | 75.0 | [5 empty] | 75.0 | 0.75 | 0.935 | 0.828 | 44.8797 | 0.6 | 1 | All Day | 24.0 | 0 | 0 | 0 | 19 | 85 | 180 | 361 | 361 | 56 | 0 | 2 | 0 | 0 | 0 | 0 | 306.977 | 1373.3182 | 2908.2032 | 5832.5631 | 5832.5631 | 904.7743 | 0 | 32.3134 | 0 | 1064 | 17190.7123 | 3.8043
822 | Pump | AH3 - Level 100 North Core | MAX AH3 HR P | Heating 1 |  |  | 3 |  | 600.0 | 1.4 | 1.950298496458250 | 0.75 | 0.81875 | 0.66925 | 0.97371 |  | 1 | AHU-2/3/4/6 | 20.0 | 620 | 560 | 465 | 300 | 248 | 120 | 15.5 | 15.5 | 15 | 124 | 240 | 434 | 603.6983 | 545.2759 | 452.7738 | 292.1121 | 241.4793 | 116.8448 | 15.0925 | 15.0925 | 14.6056 | 120.7397 | 233.6897 | 422.5888 | 3157 | 3073.993 | 0.17702
823 | Pump | AH4 - Level 100/200 South Core | MAX AH4 HR P | Heating 1 |  |  | 3 |  | 600.0 | 1.4 | 1.950298496458250 | 0.75 | 0.81875 | 0.66925 | 0.97371 |  | 1 | AHU-2/3/4/6 | 20.0 | 620 | 560 | 465 | 300 | 248 | 120 | 15.5 | 15.5 | 15 | 124 | 240 | 434 | 603.6983 | 545.2759 | 452.7738 | 292.1121 | 241.4793 | 116.8448 | 15.0925 | 15.0925 | 14.6056 | 120.7397 | 233.6897 | 422.5888 | 3157 | 3073.993 | 0.17702
824 | Electric heating | AH6 - Level 200/300 North Core | MAX AH6 HD EHC I | Heating 1 |  |  | 1 |  | 600.0 | 37.0492 | 29.798268360216200 | 0.75 | 0.75 | 0.935 | 20.7846 |  | 1 | AHU-2/3/4/6 | 20.0 | 620 | 560 | 465 | 300 | 248 | 120 | 15.5 | 15.5 | 15 | 124 | 240 | 434 | 12886.4459 | 11639.3705 | 9664.8344 | 6235.377 | 5154.5784 | 2494.1508 | 322.1611 | 322.1611 | 311.7689 | 2577.2892 | 4988.3016 | 9020.5121 | 3157 | 65616.9511 | 3.7786
825 | Electric heating | Unknown Electric Heating |  | Heating 1 |  | 70 |  |  |  |  | 93.83378016085790 | 0.75 | 0.935 | 0.828 | 56.1497 |  | 1 | AHU-2/3/4/6 | 20.0 | 620 | 560 | 465 | 300 | 248 | 120 | 15.5 | 15.5 | 15 | 124 | 240 | 434 | 34812.8342 | 31443.8503 | 26109.6257 | 16844.9198 | 13925.1337 | 6737.9679 | 870.3209 | 870.3209 | 842.246 | 6962.5668 | 13475.9358 | 24368.984 | 3157 | 177264.7059 | 10.208
826 | Ventilation | EME-AHU-8 | Supply Fan | Uniform |  | 9.3 |  |  |  |  | 12.466487935656800 | 0.75 | 0.89338 | 0.78375 | 7.8075 |  | 0.5 | EME-AHU-8 | 18.0 | 279 | 252 | 279 | 270 | 279 | 270 | 279 | 279 | 270 | 279 | 270 | 279 | 2178.2846 | 1967.4829 | 2178.2846 | 2108.0173 | 2178.2846 | 2108.0173 | 2178.2846 | 2178.2846 | 2108.0173 | 2178.2846 | 2108.0173 | 2178.2846 | 3285 | 25647.5444 | 9.1813
827 | Ventilation | EME-AHU-8 | Return Fan | Uniform |  | 9.3 |  |  |  |  | 12.466487935656800 | 0.75 | 0.89338 | 0.78375 | 7.8075 |  | 0.5 | EME-AHU-8 | 18.0 | 279 | 252 | 279 | 270 | 279 | 270 | 279 | 279 | 270 | 279 | 270 | 279 | 2178.2846 | 1967.4829 | 2178.2846 | 2108.0173 | 2178.2846 | 2108.0173 | 2178.2846 | 2178.2846 | 2108.0173 | 2178.2846 | 2108.0173 | 2178.2846 | 3285 | 25647.5444 | 9.1813
828 | Ventilation | Return Fan | RTU-2 | Uniform | 0.7 | [5 empty] | 0.7 | 0.75 | 0.75 | 0.7 | 0.5222 |  | 0.75 | RTU-2 | 24.0 | 558 | 504 | 558 | 540 | 558 | 540 | 558 | 558 | 540 | 558 | 540 | 558 | 291.3876 | 263.1888 | 291.3876 | 281.988 | 291.3876 | 281.988 | 291.3876 | 291.3876 | 281.988 | 291.3876 | 281.988 | 291.3876 | 6570 | 3430.854 | 8.1277
829 | Ventilation | Supply Fan | RTU-1 | University |  |  | 3 |  | 460.0 | 4.3 | 4.592488602374320 | 0.75 | 0.86 | 0.71525 | 2.4504 |  | 1 | RTU-1 | 18.0 | 558 | 504 | 558 | 540 | 558 | 540 | 558 | 558 | 540 | 558 | 540 | 558 | 1367.3477 | 1235.0238 | 1367.3477 | 1323.2398 | 1367.3477 | 1323.2398 | 1367.3477 | 1367.3477 | 1323.2398 | 1367.3477 | 1323.2398 | 1367.3477 | 6570 | 16099.417 | 7.0399
830 | Ventilation | Supply Fan | RTU-2 | University |  |  | 3 |  | 460.0 | 3.5 | 3.7380721182116500 | 0.75 | 0.86 | 0.71525 | 1.9945 |  | 1 | RTU-2 | 18.0 | 558 | 504 | 558 | 540 | 558 | 540 | 558 | 558 | 540 | 558 | 540 | 558 | 1112.9575 | 1005.2519 | 1112.9575 | 1077.0556 | 1112.9575 | 1077.0556 | 1112.9575 | 1112.9575 | 1077.0556 | 1112.9575 | 1077.0556 | 1112.9575 | 6570 | 13104.1767 | 5.7301
831 | Ventilation | Supply Fan | RTU-0 | University |  |  | 3 |  | 460.0 | 3.6 | 3.8448741787319800 | 0.75 | 0.86 | 0.71525 | 2.0515 |  | 1 | RTU-0 | 18.0 | 558 | 504 | 558 | 540 | 558 | 540 | 558 | 558 | 540 | 558 | 540 | 558 | 1144.7563 | 1033.9734 | 1144.7563 | 1107.8286 | 1144.7563 | 1107.8286 | 1144.7563 | 1144.7563 | 1107.8286 | 1144.7563 | 1107.8286 | 1144.7563 | 6570 | 13478.5817 | 5.8938
832 | AC system | Chiller |  | Cooling 1 |  |  | 3 | 315 | 460.0 |  | 336.4264906390490 | 0.75 | 0.94963 | 0.835 | 157.1726 |  | 0.3 | Occupied | 8.571428571428570 | 0 | 0 | 0 | 0 | 39.8571 | 77.1429 | 79.7143 | 79.7143 | 38.5714 | 0 | 0 | 0 | 0 | 0 | 0 | 0 | 6264.4495 | 12124.741 | 12528.8991 | 12528.8991 | 6062.3705 | 0 | 0 | 0 | 315 | 49509.3592 | 8.1593
833 | AC system | Compressor | RTU | Cooling 1 |  |  | 1 | 20.4 | 208.0 |  | 5.687935656836460 | 0.75 | 0.75 | 0.905 | 2.8801 |  | 0.4 | Occupied | 6.428571428571430 | 0 | 0 | 0 | 0 | 39.8571 | 77.1429 | 79.7143 | 79.7143 | 38.5714 | 0 | 0 | 0 | 0 | 0 | 0 | 0 | 114.7914 | 222.177 | 229.5829 | 229.5829 | 111.0885 | 0 | 0 | 0 | 315 | 907.2227 | 0.77886
834 | AC system | Fan | RTU | Cooling 1 |  |  | 1 | 1.4 | 208.0 |  | 0.3903485254691690 | 0.75 | 0.75 | 0.67 | 0.14633 |  | 0.4 | Occupied | 6.428571428571430 | 0 | 0 | 0 | 0 | 39.8571 | 77.1429 | 79.7143 | 79.7143 | 38.5714 | 0 | 0 | 0 | 0 | 0 | 0 | 0 | 5.8322 | 11.2882 | 11.6644 | 11.6644 | 5.6441 | 0 | 0 | 0 | 315 | 46.0933 | 0.039571
835 | AC system | Compressor | RTU | Cooling 1 |  |  | 1 | 14 | 208.0 |  | 3.903485254691690 | 0.75 | 0.75 | 0.845 | 1.8455 |  | 0.4 | Occupied | 6.428571428571430 | 0 | 0 | 0 | 0 | 39.8571 | 77.1429 | 79.7143 | 79.7143 | 38.5714 | 0 | 0 | 0 | 0 | 0 | 0 | 0 | 73.5556 | 142.3656 | 147.1111 | 147.1111 | 71.1828 | 0 | 0 | 0 | 315 | 581.3262 | 0.49907
836 | AC system | Fan | RTU | Cooling 1 |  |  | 1 | 0.9 | 208.0 |  | 0.25093833780160900 | 0.75 | 0.75 | 0.67 | 0.094068 |  | 0.4 | Occupied | 6.428571428571430 | 0 | 0 | 0 | 0 | 39.8571 | 77.1429 | 79.7143 | 79.7143 | 38.5714 | 0 | 0 | 0 | 0 | 0 | 0 | 0 | 3.7493 | 7.2567 | 7.4986 | 7.4986 | 3.6283 | 0 | 0 | 0 | 315 | 29.6314 | 0.025439
837 | AC system | Compressor | RTU | Cooling 1 |  |  | 1 | 20.9 | 208.0 |  | 5.827345844504020 | 0.75 | 0.75 | 0.905 | 2.9507 |  | 0.4 | Occupied | 6.428571428571430 | 0 | 0 | 0 | 0 | 39.8571 | 77.1429 | 79.7143 | 79.7143 | 38.5714 | 0 | 0 | 0 | 0 | 0 | 0 | 0 | 117.605 | 227.6225 | 235.2099 | 235.2099 | 113.8112 | 0 | 0 | 0 | 315 | 929.4585 | 0.79794
838 | AC system | Chiller |  | Cooling 1 |  |  | 3 | 315 | 460.0 |  | 336.4264906390490 | 0.75 | 0.94963 | 0.835 | 157.1726 |  | 0.3 | Occupied | 8.571428571428570 | 0 | 0 | 0 | 0 | 39.8571 | 77.1429 | 79.7143 | 79.7143 | 38.5714 | 0 | 0 | 0 | 0 | 0 | 0 | 0 | 6264.4495 | 12124.741 | 12528.8991 | 12528.8991 | 6062.3705 | 0 | 0 | 0 | 315 | 49509.3592 | 13.2364
839 | AC system | Compressor | RTU-1 | Cooling 1 |  |  | 3 | 7.2 | 480.0 |  | 8.024085242571100 | 0.75 | 0.8825 | 0.7645 | 3.4322 |  | 0.3 | RTU1 | 17.142857142857100 | 0 | 0 | 0 | 0 | 79.7143 | 154.2857 | 159.4286 | 159.4286 | 77.1429 | 0 | 0 | 0 | 0 | 0 | 0 | 0 | 273.5957 | 529.5401 | 547.1914 | 547.1914 | 264.77 | 0 | 0 | 0 | 630 | 2162.2886 | 0.93925
840 | Pump | Large River Pump |  | Pump L.R. | 13.0 | [5 empty] | 13.0 | 0.75 | 0.89338 | 0.78375 | 8.1416 |  | 1 | All Day | 24.0 | 744 | 672 | 744 | 0 | 0 | 0 | 0 | 0 | 0 | 0 | 0 | 744 | 6057.3488 | 5471.1538 | 6057.3488 | 0 | 0 | 0 | 0 | 0 | 0 | 0 | 0 | 6057.3488 | 2904 | 23643.2002 | 6.1034
841 | AC system | RTU Comp | RTU2 | Cooling 1 |  |  | 3 | 11.5 | 208.0 |  | 5.553707147057310 | 0.75 | 0.87 | 0.758 | 2.3553 |  | 0.4 | RTU-2 | 10.0 | 0 | 0 | 0 | 0 | 86.8 | 120 | 124 | 124 | 96 | 37.2 | 12 | 0 | 0 | 0 | 0 | 0 | 204.4429 | 282.6399 | 292.0613 | 292.0613 | 226.1119 | 87.6184 | 28.264 | 0 | 600 | 1413.1997 | 0.46795
842 | Pump |  | P-9 | Cooling Pump |  |  | 3 | 8.1 | 600.0 |  | 11.283869872365600 | 0.75 | 0.89338 | 0.78375 | 4.9481 |  | 0.3 | 24/7 | 24.0 | 0 | 0 | 9.6 | 28.8 | 94 | 193.6 | 218 | 222 | 149.6 | 35.2 | 1.2 | 0 | 0 | 0 | 47.5015 | 142.5044 | 465.1185 | 957.9461 | 1078.679 | 1098.4712 | 740.2311 | 174.172 | 5.9377 | 0 | 952 | 4710.5613 | 0.32919
843 | Pump |  | P-10 | Cooling Pump |  |  | 3 | 8.1 | 600.0 |  | 11.283869872365600 | 0.75 | 0.89338 | 0.78375 | 4.9481 |  | 0.3 | 24/7 | 24.0 | 0 | 0 | 9.6 | 28.8 | 94 | 193.6 | 218 | 222 | 149.6 | 35.2 | 1.2 | 0 | 0 | 0 | 47.5015 | 142.5044 | 465.1185 | 957.9461 | 1078.679 | 1098.4712 | 740.2311 | 174.172 | 5.9377 | 0 | 952 | 4710.5613 | 0.32919
844 | Pump |  | P-11 | Cooling Pump |  |  | 3 | 8.1 | 600.0 |  | 11.283869872365600 | 0.75 | 0.89338 | 0.78375 | 4.9481 |  | 0.3 | 24/7 | 24.0 | 0 | 0 | 9.6 | 28.8 | 94 | 193.6 | 218 | 222 | 149.6 | 35.2 | 1.2 | 0 | 0 | 0 | 47.5015 | 142.5044 | 465.1185 | 957.9461 | 1078.679 | 1098.4712 | 740.2311 | 174.172 | 5.9377 | 0 | 952 | 4710.5613 | 0.32919
845 | Pump |  | P-12 | Cooling Pump |  |  | 3 | 8.1 | 600.0 |  | 11.283869872365600 | 0.75 | 0.89338 | 0.78375 | 4.9481 |  | 0.3 | 24/7 | 24.0 | 0 | 0 | 9.6 | 28.8 | 94 | 193.6 | 218 | 222 | 149.6 | 35.2 | 1.2 | 0 | 0 | 0 | 47.5015 | 142.5044 | 465.1185 | 957.9461 | 1078.679 | 1098.4712 | 740.2311 | 174.172 | 5.9377 | 0 | 952 | 4710.5613 | 0.32919
846 | Process Cooling |  | CT-1,2 | CT Constant | 80.0 | [5 empty] | 80.0 | 0.75 | 0.935 | 0.828 | 47.8717 |  | 1 | All Day | 24.0 | 0 | 0 | 0 | 720 | 744 | 720 | 744 | 744 | 720 | 744 | 720 | 744 | 0 | 0 | 0 | 34467.5936 | 35616.5134 | 34467.5936 | 35616.5134 | 35616.5134 | 34467.5936 | 35616.5134 | 34467.5936 | 35616.5134 | 6600 | 315952.9412 | 2.198
847 | AC system | LG HVAC Units x2 |  | Cooling 1 |  | 7 |  |  |  |  | 9.383378016085790 | 0.75 | 0.8825 | 0.7645 | 5.949 |  | 0.15 | All Day | 25.0 | 0 | 0 | 0 | 0 | 34.875 | 78.75 | 104.625 | 127.875 | 50.625 | 0 | 0 | 0 | 0 | 0 | 0 | 0 | 207.4717 | 468.4844 | 622.415 | 760.7295 | 301.1686 | 0 | 0 | 0 | 396.75 | 2360.2691 | 0.76885
848 | AC system | Compressor 1 | AHU-2 | Cooling 1 | 0.7 | [5 empty] | 0.7 | 0.75 | 0.75 | 0.7 | 0.5222 |  | 0.25 | AHU-2 | 14.0 | 0 | 0 | 0 | 0 | 54.25 | 105 | 108.5 | 108.5 | 52.5 | 0 | 0 | 0 | 0 | 0 | 0 | 0 | 28.3294 | 54.831 | 56.6587 | 56.6587 | 27.4155 | 0 | 0 | 0 | 428.75 | 223.8932 | 0.060633
849 | AC system | Compressor 2 | AHU-2 | Cooling 1 | 0.7 | [5 empty] | 0.7 | 0.75 | 0.75 | 0.7 | 0.5222 |  | 0.25 | AHU-2 | 14.0 | 0 | 0 | 0 | 0 | 54.25 | 105 | 108.5 | 108.5 | 52.5 | 0 | 0 | 0 | 0 | 0 | 0 | 0 | 28.3294 | 54.831 | 56.6587 | 56.6587 | 27.4155 | 0 | 0 | 0 | 428.75 | 223.8932 | 0.060633
850 | AC system | Compressor | AC-1 | Cooling 1 |  |  | 1 | 11.5 | 240.0 |  | 3.6997319034852500 | 0.75 | 0.75 | 0.845 | 1.7491 |  | 0.3 | ACs | 15.5 | 0 | 0 | 0 | 0 | 72.075 | 139.5 | 144.15 | 144.15 | 69.75 | 0 | 0 | 0 | 0 | 0 | 0 | 0 | 126.07 | 244.0064 | 252.14 | 252.14 | 122.0032 | 0 | 0 | 0 | 569.625 | 996.3596 | 0.43279
851 | AC system | Compressor | AC-2 | Cooling 1 |  |  | 3 | 15.4 | 240.0 |  | 8.581313384416310 | 0.75 | 0.8825 | 0.7645 | 3.6706 |  | 0.3 | ACs | 15.5 | 0 | 0 | 0 | 0 | 72.075 | 139.5 | 144.15 | 144.15 | 69.75 | 0 | 0 | 0 | 0 | 0 | 0 | 0 | 264.555 | 512.042 | 529.11 | 529.11 | 256.021 | 0 | 0 | 0 | 569.625 | 2090.838 | 0.90821
852 | AC system | Compressor | AC-3 | Cooling 1 |  |  | 3 | 11.3 | 240.0 |  | 6.296678002850930 | 0.75 | 0.87 | 0.758 | 2.6704 |  | 0.3 | ACs | 15.5 | 0 | 0 | 0 | 0 | 72.075 | 139.5 | 144.15 | 144.15 | 69.75 | 0 | 0 | 0 | 0 | 0 | 0 | 0 | 192.4711 | 372.5246 | 384.9421 | 384.9421 | 186.2623 | 0 | 0 | 0 | 569.625 | 1521.1422 | 0.66075
853 | AC system | Compressor | AC-4 | Cooling 1 |  |  | 3 | 11.9 | 208.0 |  | 5.746879569563650 | 0.75 | 0.87 | 0.758 | 2.4373 |  | 0.3 | ACs | 15.5 | 0 | 0 | 0 | 0 | 72.075 | 139.5 | 144.15 | 144.15 | 69.75 | 0 | 0 | 0 | 0 | 0 | 0 | 0 | 175.6653 | 339.9974 | 351.3307 | 351.3307 | 169.9987 | 0 | 0 | 0 | 569.625 | 1388.3227 | 0.60305
854 | AC system | Compressor | AC-5 | Cooling 1 |  |  | 3 | 1.9 | 208.0 |  | 0.9175690069051210 | 0.75 | 0.75 | 0.511 | 0.26234 |  | 0.3 | ACs | 15.5 | 0 | 0 | 0 | 0 | 72.075 | 139.5 | 144.15 | 144.15 | 69.75 | 0 | 0 | 0 | 0 | 0 | 0 | 0 | 18.9079 | 36.596 | 37.8159 | 37.8159 | 18.298 | 0 | 0 | 0 | 569.625 | 149.4338 | 0.06491
855 | Electric heating | Electric Baseboards |  | Heating 1 |  | 1.5 |  |  |  |  | 2.0107238605898100 | 0.75 | 0.845 | 0.702 | 1.3314 |  | 0.25 | All Day | 24.0 | 186 | 168 | 139.5 | 90 | 74.4 | 36 | 4.65 | 4.65 | 4.5 | 111.6 | 126 | 130.2 | 247.6331 | 223.6686 | 185.7249 | 119.8225 | 99.0533 | 47.929 | 6.1908 | 6.1908 | 5.9911 | 148.5799 | 167.7515 | 173.3432 | 1075.5 | 1431.8787 | 10.2777
856 | Pump | Storm Water Sump | P-6A | Uniform |  | 2.24 |  |  | DDC |  | 3.0026809651474500 | 0.75 | 0.86 | 0.71525 | 1.9535 |  | 0.5 | 1h 1d | 1.0 | 15.5 | 14 | 15.5 | 15 | 15.5 | 15 | 15.5 | 15.5 | 15 | 15.5 | 15 | 15.5 | 30.2791 | 27.3488 | 30.2791 | 29.3023 | 30.2791 | 29.3023 | 30.2791 | 30.2791 | 29.3023 | 30.2791 | 29.3023 | 30.2791 | 182.5 | 356.5116 | 0.042293
857 | Pump | Storm Water Sump | P-6B | Uniform |  | 2.24 |  |  | DDC |  | 3.0026809651474500 | 0.75 | 0.86 | 0.71525 | 1.9535 |  | 0.5 | 1h 1d | 1.0 | 15.5 | 14 | 15.5 | 15 | 15.5 | 15 | 15.5 | 15.5 | 15 | 15.5 | 15 | 15.5 | 30.2791 | 27.3488 | 30.2791 | 29.3023 | 30.2791 | 29.3023 | 30.2791 | 30.2791 | 29.3023 | 30.2791 | 29.3023 | 30.2791 | 182.5 | 356.5116 | 0.042293
858 | Pump | Condensate Pump | P-8A | Uniform |  | 0.56 |  |  | DDC |  | 0.7506702412868630 | 0.75 | 0.75 | 0.511 | 0.56 |  | 0.5 | 1h 1d | 1.0 | 15.5 | 14 | 15.5 | 15 | 15.5 | 15 | 15.5 | 15.5 | 15 | 15.5 | 15 | 15.5 | 8.68 | 7.84 | 8.68 | 8.4 | 8.68 | 8.4 | 8.68 | 8.68 | 8.4 | 8.68 | 8.4 | 8.68 | 182.5 | 102.2 | 0.012124
859 | Pump | Condensate Pump | P-8B | Uniform |  | 0.56 |  |  | DDC |  | 0.7506702412868630 | 0.75 | 0.75 | 0.511 | 0.56 |  | 0.5 | 1h 1d | 1.0 | 15.5 | 14 | 15.5 | 15 | 15.5 | 15 | 15.5 | 15.5 | 15 | 15.5 | 15 | 15.5 | 8.68 | 7.84 | 8.68 | 8.4 | 8.68 | 8.4 | 8.68 | 8.68 | 8.4 | 8.68 | 8.4 | 8.68 | 182.5 | 102.2 | 0.012124
860 | Ventilation | Exhaust Fan | EF-11 to EF-21 | Uniform |  | 6.16 |  |  |  |  | 8.257372654155500 | 0.75 | 0.8825 | 0.7645 | 5.2351 |  | 1 | 1h 1d | 1.0 | 31 | 28 | 31 | 30 | 31 | 30 | 31 | 31 | 30 | 31 | 30 | 31 | 162.289 | 146.5836 | 162.289 | 157.0538 | 162.289 | 157.0538 | 162.289 | 162.289 | 157.0538 | 162.289 | 157.0538 | 162.289 | 365 | 1910.8215 | 0.22668
861 | Pump | DHW Recirculation | P-5 | Uniform |  | 0.21 |  |  |  |  | 0.2815013404825740 | 0.75 | 0.75 | 0.7 | 0.21 |  | 1 | 1h 1d | 1.0 | 31 | 28 | 31 | 30 | 31 | 30 | 31 | 31 | 30 | 31 | 30 | 31 | 6.51 | 5.88 | 6.51 | 6.3 | 6.51 | 6.3 | 6.51 | 6.51 | 6.3 | 6.51 | 6.3 | 6.51 | 365 | 76.65 | 0.009093
862 | Ventilation | WC Exhaust Fan | EF7 | Uniform | 0.15 | [5 empty] | 0.15 | 0.75 | 0.75 | 0.7 | 0.1119 |  | 0.083333 | All Day | 24.0 | 62 | 56 | 62 | 60 | 62 | 60 | 62 | 62 | 60 | 62 | 60 | 62 | 6.9378 | 6.2664 | 6.9378 | 6.714 | 6.9378 | 6.714 | 6.9378 | 6.9378 | 6.714 | 6.9378 | 6.714 | 6.9378 | 730 | 81.687 | 0.054041
863 | Ventilation | WC Exhaust Fan | EF8 | Uniform | 0.15 | [5 empty] | 0.15 | 0.75 | 0.75 | 0.7 | 0.1119 |  | 0.083333 | All Day | 24.0 | 62 | 56 | 62 | 60 | 62 | 60 | 62 | 62 | 60 | 62 | 60 | 62 | 6.9378 | 6.2664 | 6.9378 | 6.714 | 6.9378 | 6.714 | 6.9378 | 6.9378 | 6.714 | 6.9378 | 6.714 | 6.9378 | 730 | 81.687 | 0.054041
864 | Ventilation | WC Exhaust Fan | EF11 | Uniform | 0.15 | [5 empty] | 0.15 | 0.75 | 0.75 | 0.7 | 0.1119 |  | 0.083333 | All Day | 24.0 | 62 | 56 | 62 | 60 | 62 | 60 | 62 | 62 | 60 | 62 | 60 | 62 | 6.9378 | 6.2664 | 6.9378 | 6.714 | 6.9378 | 6.714 | 6.9378 | 6.9378 | 6.714 | 6.9378 | 6.714 | 6.9378 | 730 | 81.687 | 0.054041
865 | Laundry | Washer 1 |  | Uniform |  |  | 1 |  | 120.0 | 9.8 | 1.5764075067024100 | 0.75 | 0.75 | 0.79 | 0.92904 |  | 0.25 | Laundry Room | 16.0 | 124 | 112 | 124 | 120 | 124 | 120 | 124 | 124 | 120 | 124 | 120 | 124 | 115.201 | 104.0525 | 115.201 | 111.4848 | 115.201 | 111.4848 | 115.201 | 115.201 | 111.4848 | 115.201 | 111.4848 | 115.201 | 1460 | 1356.3984 | 4.0181
866 | Laundry | Washer 2 |  | Uniform |  |  | 1 |  | 120.0 | 9.8 | 1.5764075067024100 | 0.75 | 0.75 | 0.79 | 0.92904 |  | 0.25 | Laundry Room | 16.0 | 124 | 112 | 124 | 120 | 124 | 120 | 124 | 124 | 120 | 124 | 120 | 124 | 115.201 | 104.0525 | 115.201 | 111.4848 | 115.201 | 111.4848 | 115.201 | 115.201 | 111.4848 | 115.201 | 111.4848 | 115.201 | 1460 | 1356.3984 | 4.0181
867 | Laundry | Drier 1 |  | Uniform |  | 5.4 |  |  |  |  | 7.238605898123330 | 0.75 | 0.87 | 0.758 | 4.6552 |  | 0.25 | Laundry Room | 16.0 | 124 | 112 | 124 | 120 | 124 | 120 | 124 | 124 | 120 | 124 | 120 | 124 | 577.2414 | 521.3793 | 577.2414 | 558.6207 | 577.2414 | 558.6207 | 577.2414 | 577.2414 | 558.6207 | 577.2414 | 558.6207 | 577.2414 | 1460 | 6796.5517 | 20.1338
868 | Laundry | Drier 2 |  | Uniform |  | 5.4 |  |  |  |  | 7.238605898123330 | 0.75 | 0.87 | 0.758 | 4.6552 |  | 0.25 | Laundry Room | 16.0 | 124 | 112 | 124 | 120 | 124 | 120 | 124 | 124 | 120 | 124 | 120 | 124 | 577.2414 | 521.3793 | 577.2414 | 558.6207 | 577.2414 | 558.6207 | 577.2414 | 577.2414 | 558.6207 | 577.2414 | 558.6207 | 577.2414 | 1460 | 6796.5517 | 20.1338
869 | Ventilation | EME-HRV-1 | Supply Fan | Uniform |  | 9.3 |  |  |  |  | 12.466487935656800 | 0.75 | 0.89338 | 0.78375 | 7.8075 |  | 0.5 | EME-HRV-1 | 16.0 | 248 | 224 | 248 | 240 | 248 | 240 | 248 | 248 | 240 | 248 | 240 | 248 | 1936.253 | 1748.8737 | 1936.253 | 1873.7932 | 1936.253 | 1873.7932 | 1936.253 | 1936.253 | 1873.7932 | 1936.253 | 1873.7932 | 1936.253 | 2920 | 22797.8173 | 8.1612
870 | Ventilation | EME-HRV-1 | Return Fan | Uniform |  | 3.2 |  |  |  |  | 4.289544235924930 | 0.75 | 0.86 | 0.71525 | 2.7907 |  | 0.5 | EME-HRV-1 | 16.0 | 248 | 224 | 248 | 240 | 248 | 240 | 248 | 248 | 240 | 248 | 240 | 248 | 692.093 | 625.1163 | 692.093 | 669.7674 | 692.093 | 669.7674 | 692.093 | 692.093 | 669.7674 | 692.093 | 669.7674 | 692.093 | 2920 | 8148.8372 | 2.9171
871 | Ventilation | EME-HRV-2 | Supply Fan | Uniform |  | 4.8 |  |  |  |  | 6.434316353887400 | 0.75 | 0.87 | 0.758 | 4.1379 |  | 0.5 | EME-HRV-2 | 16.0 | 248 | 224 | 248 | 240 | 248 | 240 | 248 | 248 | 240 | 248 | 240 | 248 | 1026.2069 | 926.8966 | 1026.2069 | 993.1034 | 1026.2069 | 993.1034 | 1026.2069 | 1026.2069 | 993.1034 | 1026.2069 | 993.1034 | 1026.2069 | 2920 | 12082.7586 | 4.3254
872 | Ventilation | EME-HRV-2 | Return Fan | Uniform |  | 4.8 |  |  |  |  | 6.434316353887400 | 0.75 | 0.87 | 0.758 | 4.1379 |  | 0.5 | EME-HRV-2 | 16.0 | 248 | 224 | 248 | 240 | 248 | 240 | 248 | 248 | 240 | 248 | 240 | 248 | 1026.2069 | 926.8966 | 1026.2069 | 993.1034 | 1026.2069 | 993.1034 | 1026.2069 | 1026.2069 | 993.1034 | 1026.2069 | 993.1034 | 1026.2069 | 2920 | 12082.7586 | 4.3254
873 | Ventilation | SS-AHU-1 | Supply Fan | Uniform |  | 4.8 |  |  |  |  | 6.434316353887400 | 0.75 | 0.87 | 0.758 | 4.1379 |  | 1 | SS-AHU-1 | 16.0 | 496 | 448 | 496 | 480 | 496 | 480 | 496 | 496 | 480 | 496 | 480 | 496 | 2052.4138 | 1853.7931 | 2052.4138 | 1986.2069 | 2052.4138 | 1986.2069 | 2052.4138 | 2052.4138 | 1986.2069 | 2052.4138 | 1986.2069 | 2052.4138 | 5840 | 24165.5172 | 7.8501
874 | Ventilation | AH1 - Main System | MAX_AH1_SF | Uniform |  |  | 3 |  | 600.0 | 20 | 27.861407092260800 | 0.75 | 0.9115 | 0.80375 | 16.7056 |  | 1 | AHU-1 | 16.0 | 496 | 448 | 496 | 480 | 496 | 480 | 496 | 496 | 480 | 496 | 480 | 496 | 8285.9925 | 7484.1223 | 8285.9925 | 8018.7024 | 8285.9925 | 8018.7024 | 8285.9925 | 8285.9925 | 8018.7024 | 8285.9925 | 8018.7024 | 8285.9925 | 5840 | 97560.8794 | 5.6182
875 | Ventilation | EF-4 |  | Uniform |  |  | 3 |  | 600.0 | 0.6 | 0.8358422127678230 | 0.75 | 0.75 | 0.511 | 0.31863 |  | 1 | AHU-1 | 16.0 | 496 | 448 | 496 | 480 | 496 | 480 | 496 | 496 | 480 | 496 | 480 | 496 | 158.0395 | 142.7454 | 158.0395 | 152.9415 | 158.0395 | 152.9415 | 158.0395 | 158.0395 | 152.9415 | 158.0395 | 152.9415 | 158.0395 | 5840 | 1860.7879 | 0.10716
876 | Ventilation | EF-6 |  | Uniform |  |  | 3 |  | 600.0 | 0.6 | 0.8358422127678230 | 0.75 | 0.75 | 0.511 | 0.31863 |  | 1 | AHU-1 | 16.0 | 496 | 448 | 496 | 480 | 496 | 480 | 496 | 496 | 480 | 496 | 480 | 496 | 158.0395 | 142.7454 | 158.0395 | 152.9415 | 158.0395 | 152.9415 | 158.0395 | 158.0395 | 152.9415 | 158.0395 | 152.9415 | 158.0395 | 5840 | 1860.7879 | 0.10716
877 | Ventilation | EF-7 |  | Uniform |  |  | 3 |  | 600.0 | 1 | 1.3930703546130400 | 0.75 | 0.75 | 0.65475 | 0.68044 |  | 1 | AHU-1 | 16.0 | 496 | 448 | 496 | 480 | 496 | 480 | 496 | 496 | 480 | 496 | 480 | 496 | 337.4963 | 304.8354 | 337.4963 | 326.6094 | 337.4963 | 326.6094 | 337.4963 | 337.4963 | 326.6094 | 337.4963 | 326.6094 | 337.4963 | 5840 | 3973.7472 | 0.22883
878 | Ventilation | EF-8 |  | Uniform |  |  | 3 |  | 600.0 | 0.3 | 0.4179211063839110 | 0.75 | 0.75 | 0.7 | 0.21824 |  | 1 | AHU-1 | 16.0 | 496 | 448 | 496 | 480 | 496 | 480 | 496 | 496 | 480 | 496 | 480 | 496 | 108.2462 | 97.7708 | 108.2462 | 104.7544 | 108.2462 | 104.7544 | 108.2462 | 108.2462 | 104.7544 | 108.2462 | 104.7544 | 108.2462 | 5840 | 1274.5123 | 0.073394
879 | Ventilation | EF-9 |  | Uniform |  |  | 3 |  | 600.0 | 0.8 | 1.1144562836904300 | 0.75 | 0.75 | 0.65475 | 0.54435 |  | 1 | AHU-1 | 16.0 | 496 | 448 | 496 | 480 | 496 | 480 | 496 | 496 | 480 | 496 | 480 | 496 | 269.9971 | 243.8683 | 269.9971 | 261.2875 | 269.9971 | 261.2875 | 269.9971 | 269.9971 | 261.2875 | 269.9971 | 261.2875 | 269.9971 | 5840 | 3178.9977 | 0.18307
880 | AC system | Air Cooled Condensing Unit | CD-1 | Retail Cooling |  | 21.102 |  |  |  |  | 28.28686327077750 | 0.75 | 0.9115 | 0.80375 | 17.3631 |  | 0.5 | CHW System | 8.314285714285720 | 0 | 0 | 0 | 0 | 64.4357 | 124.7143 | 128.8714 | 128.8714 | 62.3571 | 0 | 0 | 0 | 0 | 0 | 0 | 0 | 1118.8062 | 2165.4313 | 2237.6124 | 2237.6124 | 1082.7157 | 0 | 0 | 0 | 509.25 | 8842.1779 | 1.0891
881 | AC system | Air Cooled Condensing Unit | CD-2 | Retail Cooling |  | 14.068 |  |  |  |  | 18.857908847185000 | 0.75 | 0.90012 | 0.7965 | 11.7217 |  | 0.5 | CHW System | 8.314285714285720 | 0 | 0 | 0 | 0 | 64.4357 | 124.7143 | 128.8714 | 128.8714 | 62.3571 | 0 | 0 | 0 | 0 | 0 | 0 | 0 | 755.2965 | 1461.8641 | 1510.5929 | 1510.5929 | 730.9321 | 0 | 0 | 0 | 509.25 | 5969.2784 | 0.73521
882 | AC system | Air Cooled Condensing Unit | CD-3 | Retail Cooling |  | 14.068 |  |  |  |  | 18.857908847185000 | 0.75 | 0.90012 | 0.7965 | 11.7217 |  | 0.5 | CHW System | 8.314285714285720 | 0 | 0 | 0 | 0 | 64.4357 | 124.7143 | 128.8714 | 128.8714 | 62.3571 | 0 | 0 | 0 | 0 | 0 | 0 | 0 | 755.2965 | 1461.8641 | 1510.5929 | 1510.5929 | 730.9321 | 0 | 0 | 0 | 509.25 | 5969.2784 | 0.73521
883 | AC system | Air Cooled Condensing Unit | CD-4 | Retail Cooling |  | 14.068 |  |  |  |  | 18.857908847185000 | 0.75 | 0.90012 | 0.7965 | 11.7217 |  | 0.5 | CHW System | 8.314285714285720 | 0 | 0 | 0 | 0 | 64.4357 | 124.7143 | 128.8714 | 128.8714 | 62.3571 | 0 | 0 | 0 | 0 | 0 | 0 | 0 | 755.2965 | 1461.8641 | 1510.5929 | 1510.5929 | 730.9321 | 0 | 0 | 0 | 509.25 | 5969.2784 | 0.73521
884 | AC system | Air Cooled Condensing Unit | CD-5 | Retail Cooling |  | 14.068 |  |  |  |  | 18.857908847185000 | 0.75 | 0.90012 | 0.7965 | 11.7217 |  | 0.5 | CHW System | 8.314285714285720 | 0 | 0 | 0 | 0 | 64.4357 | 124.7143 | 128.8714 | 128.8714 | 62.3571 | 0 | 0 | 0 | 0 | 0 | 0 | 0 | 755.2965 | 1461.8641 | 1510.5929 | 1510.5929 | 730.9321 | 0 | 0 | 0 | 509.25 | 5969.2784 | 0.73521
885 | AC system | Air Cooled Condensing Unit | CD-1 | Retail Cooling |  | 21.102 |  |  |  |  | 28.28686327 | 0.75 | 0.9115 | 0.80375 | 17.3631 |  | 0.5 | CHW System | 8.314285714 | 0 | 0 | 0 | 0 | 64.4357 | 124.7143 | 128.8714 | 128.8714 | 62.3571 | 0 | 0 | 0 | 0 | 0 | 0 | 0 | 1118.8062 | 2165.4313 | 2237.6124 | 2237.6124 | 1082.7157 | 0 | 0 | 0 | 509.25 | 8842.1779 | 1.0891
886 | AC system | Air Cooled Condensing Unit | CD-2 | Retail Cooling |  | 14.068 |  |  |  |  | 18.85790885 | 0.75 | 0.90012 | 0.7965 | 11.7217 |  | 0.5 | CHW System | 8.314285714 | 0 | 0 | 0 | 0 | 64.4357 | 124.7143 | 128.8714 | 128.8714 | 62.3571 | 0 | 0 | 0 | 0 | 0 | 0 | 0 | 755.2965 | 1461.8641 | 1510.5929 | 1510.5929 | 730.9321 | 0 | 0 | 0 | 509.25 | 5969.2784 | 0.73521
887 | AC system | Air Cooled Condensing Unit | CD-3 | Retail Cooling |  | 14.068 |  |  |  |  | 18.85790885 | 0.75 | 0.90012 | 0.7965 | 11.7217 |  | 0.5 | CHW System | 8.314285714 | 0 | 0 | 0 | 0 | 64.4357 | 124.7143 | 128.8714 | 128.8714 | 62.3571 | 0 | 0 | 0 | 0 | 0 | 0 | 0 | 755.2965 | 1461.8641 | 1510.5929 | 1510.5929 | 730.9321 | 0 | 0 | 0 | 509.25 | 5969.2784 | 0.73521
888 | AC system | Air Cooled Condensing Unit | CD-4 | Retail Cooling |  | 14.068 |  |  |  |  | 18.85790885 | 0.75 | 0.90012 | 0.7965 | 11.7217 |  | 0.5 | CHW System | 8.314285714 | 0 | 0 | 0 | 0 | 64.4357 | 124.7143 | 128.8714 | 128.8714 | 62.3571 | 0 | 0 | 0 | 0 | 0 | 0 | 0 | 755.2965 | 1461.8641 | 1510.5929 | 1510.5929 | 730.9321 | 0 | 0 | 0 | 509.25 | 5969.2784 | 0.73521
889 | AC system | Air Cooled Condensing Unit | CD-5 | Retail Cooling |  | 14.068 |  |  |  |  | 18.85790885 | 0.75 | 0.90012 | 0.7965 | 11.7217 |  | 0.5 | CHW System | 8.314285714 | 0 | 0 | 0 | 0 | 64.4357 | 124.7143 | 128.8714 | 128.8714 | 62.3571 | 0 | 0 | 0 | 0 | 0 | 0 | 0 | 755.2965 | 1461.8641 | 1510.5929 | 1510.5929 | 730.9321 | 0 | 0 | 0 | 509.25 | 5969.2784 | 0.73521
890 | Electric heating | VAV Electric Reheat | VAV-1 | Heating 1 |  | 8 |  |  |  |  | 10.723860589812300 | 0.75 | 0.89338 | 0.78375 | 6.7161 |  | 0.5 | All Day | 24.0 | 372 | 336 | 148.8 | 126 | 74.4 | 36 | 37.2 | 37.2 | 108 | 148.8 | 252 | 297.6 | 2498.3909 | 2256.6112 | 999.3564 | 846.2292 | 499.6782 | 241.7798 | 249.8391 | 249.8391 | 725.3393 | 999.3564 | 1692.4584 | 1998.7127 | 1974 | 13257.5906 | 16.4619
891 | Pump | Hot Water Supply Pump | P-2A | Heating 1 |  | 0.21 |  |  |  |  | 0.2815013404825740 | 0.75 | 0.75 | 0.7 | 0.21 |  | 0.5 | All Day | 24.0 | 372 | 336 | 148.8 | 126 | 74.4 | 36 | 37.2 | 37.2 | 108 | 148.8 | 252 | 297.6 | 78.12 | 70.56 | 31.248 | 26.46 | 15.624 | 7.56 | 7.812 | 7.812 | 22.68 | 31.248 | 52.92 | 62.496 | 1974 | 414.54 | 0.51473
892 | Pump | Hot Water Supply Pump | P-2B | Heating 1 |  | 0.21 |  |  |  |  | 0.2815013404825740 | 0.75 | 0.75 | 0.7 | 0.21 |  | 0.5 | All Day | 24.0 | 372 | 336 | 148.8 | 126 | 74.4 | 36 | 37.2 | 37.2 | 108 | 148.8 | 252 | 297.6 | 78.12 | 70.56 | 31.248 | 26.46 | 15.624 | 7.56 | 7.812 | 7.812 | 22.68 | 31.248 | 52.92 | 62.496 | 1974 | 414.54 | 0.51473
893 | Pump | Hot Water Supply Pump | P-3A | Heating 1 |  | 0.21 |  |  |  |  | 0.2815013404825740 | 0.75 | 0.75 | 0.7 | 0.21 |  | 0.5 | All Day | 24.0 | 372 | 336 | 148.8 | 126 | 74.4 | 36 | 37.2 | 37.2 | 108 | 148.8 | 252 | 297.6 | 78.12 | 70.56 | 31.248 | 26.46 | 15.624 | 7.56 | 7.812 | 7.812 | 22.68 | 31.248 | 52.92 | 62.496 | 1974 | 414.54 | 0.51473
894 | Pump | Hot Water Supply Pump | P-3B | Heating 1 |  | 0.21 |  |  |  |  | 0.2815013404825740 | 0.75 | 0.75 | 0.7 | 0.21 |  | 0.5 | All Day | 24.0 | 372 | 336 | 148.8 | 126 | 74.4 | 36 | 37.2 | 37.2 | 108 | 148.8 | 252 | 297.6 | 78.12 | 70.56 | 31.248 | 26.46 | 15.624 | 7.56 | 7.812 | 7.812 | 22.68 | 31.248 | 52.92 | 62.496 | 1974 | 414.54 | 0.51473
895 | AC system | Window AC Unit |  | Cooling 1 |  |  | 1 |  | 120.0 | 10.8 | 1.737265415549600 | 0.75 | 0.75 | 0.79 | 1.0238 |  | 0.65 | All Day | 24.0 | 0 | 0 | 0 | 0 | 241.8 | 468 | 483.6 | 483.6 | 234 | 0 | 0 | 0 | 0 | 0 | 0 | 0 | 247.5645 | 479.1571 | 495.129 | 495.129 | 239.5786 | 0 | 0 | 0 | 1911 | 1956.5582 | 0.33744
896 | AC system | Window AC Unit |  | Cooling 1 |  | 0.93 |  |  |  |  | 1.2466487935656800 | 0.75 | 0.75 | 0.65475 | 0.93 |  | 0.65 | All Day | 24.0 | 0 | 0 | 0 | 0 | 241.8 | 468 | 483.6 | 483.6 | 234 | 0 | 0 | 0 | 0 | 0 | 0 | 0 | 224.874 | 435.24 | 449.748 | 449.748 | 217.62 | 0 | 0 | 0 | 1911 | 1777.23 | 0.30651
897 | AC system | Window AC Unit |  | Cooling 1 |  | 0.93 |  |  |  |  | 1.2466487935656800 | 0.75 | 0.75 | 0.65475 | 0.93 |  | 0.65 | All Day | 24.0 | 0 | 0 | 0 | 0 | 241.8 | 468 | 483.6 | 483.6 | 234 | 0 | 0 | 0 | 0 | 0 | 0 | 0 | 224.874 | 435.24 | 449.748 | 449.748 | 217.62 | 0 | 0 | 0 | 1911 | 1777.23 | 0.30651
898 | Electric heating | Electric Heating Coil | HP-1 | Heating 1 |  | 0.5 |  |  |  |  | 0.6702412868632710 | 0.75 | 0.75 | 0.7 | 0.5 |  | 0.4 | RTU-1, HP, EF-5 & UHs | 24.0 | 267.84 | 241.92 | 59.52 | 57.6 | 0 | 0 | 0 | 0 | 0 | 59.52 | 288 | 297.6 | 133.92 | 120.96 | 29.76 | 28.8 | 0 | 0 | 0 | 0 | 0 | 29.76 | 144 | 148.8 | 1272 | 636 | 1.5067
899 | Electric heating | 6 x Electric Baseboard Heaters |  | Heating 1 |  | 0.5 |  |  |  |  | 0.6702412868632710 | 0.75 | 0.75 | 0.7 | 3 |  | 0.4 |  | 24.0 | 267.84 | 241.92 | 59.52 | 57.6 | 0 | 0 | 0 | 0 | 0 | 59.52 | 288 | 297.6 | 803.52 | 725.76 | 178.56 | 172.8 | 0 | 0 | 0 | 0 | 0 | 178.56 | 864 | 892.8 | 1272 | 3816 | 9.0401
900 | AC System | Chiller | CH-1 | Cooling 1 |  | 157 |  |  |  |  | 210.45576407506700 | 0.75 | 0.94588 | 0.835 | 124.4879 |  | 0.6 | Occupied | 12.0 | 0 | 0 | 0 | 172.8 | 89.28 | 129.6 | 156.24 | 223.2 | 129.6 | 89.28 | 0 | 0 | 0 | 0 | 0 | 21511.5105 | 11114.2804 | 16133.6329 | 19449.9907 | 27785.7011 | 16133.6329 | 11114.2804 | 0 | 0 | 990 | 123243.0289 | 14.7437
901 | AC System | Carl Jrs Condensing Unit | CU-1 | Cooling 1 |  | 17.585 |  |  |  |  | 23.572386058981200 | 0.75 | 0.90412 | 0.79925 | 14.5873 |  | 0.6 | Occupied | 12.0 | 0 | 0 | 0 | 172.8 | 89.28 | 129.6 | 156.24 | 223.2 | 129.6 | 89.28 | 0 | 0 | 0 | 0 | 0 | 2520.6869 | 1302.3549 | 1890.5151 | 2279.121 | 3255.8872 | 1890.5151 | 1302.3549 | 0 | 0 | 990 | 14441.4351 | 1.7276
902 | AC System | Chiller | CH-1 | Cooling 1 |  | 157 |  |  |  |  | 210.45576407506700 | 0.75 | 0.94588 | 0.835 | 124.4879 |  | 0.6 | Occupied | 12.0 | 0 | 0 | 0 | 172.8 | 89.28 | 129.6 | 156.24 | 223.2 | 129.6 | 89.28 | 0 | 0 | 0 | 0 | 0 | 21511.5105 | 11114.2804 | 16133.6329 | 19449.9907 | 27785.7011 | 16133.6329 | 11114.2804 | 0 | 0 | 990 | 123243.0289 | 14.7437
903 | AC System | Carl Jrs Condensing Unit | CU-1 | Cooling 1 |  | 17.585 |  |  |  |  | 23.572386058981200 | 0.75 | 0.90412 | 0.79925 | 14.5873 |  | 0.6 | Occupied | 12.0 | 0 | 0 | 0 | 172.8 | 89.28 | 129.6 | 156.24 | 223.2 | 129.6 | 89.28 | 0 | 0 | 0 | 0 | 0 | 2520.6869 | 1302.3549 | 1890.5151 | 2279.121 | 3255.8872 | 1890.5151 | 1302.3549 | 0 | 0 | 990 | 14441.4351 | 1.7276
904 | Ventilation | Supply Fan (SF-9) | AHU-9 | Uniform | 0.8 | [5 empty] | 0.8 | 0.75 | 0.75 | 0.511 | 0.5968 |  | 0.8 | AHU-9 | 14.0 | 347.2 | 313.6 | 347.2 | 336 | 347.2 | 336 | 347.2 | 347.2 | 336 | 347.2 | 336 | 347.2 | 207.209 | 187.1565 | 207.209 | 200.5248 | 207.209 | 200.5248 | 207.209 | 207.209 | 200.5248 | 207.209 | 200.5248 | 207.209 | 4088 | 2439.7184 | 0.17591
905 | Ventilation | Return Fan (RF-9) | AHU-9 | Uniform | 0.3 | [5 empty] | 0.3 | 0.75 | 0.75 | 0.7 | 0.2238 |  | 0.8 | AHU-9 | 14.0 | 347.2 | 313.6 | 347.2 | 336 | 347.2 | 336 | 347.2 | 347.2 | 336 | 347.2 | 336 | 347.2 | 77.7034 | 70.1837 | 77.7034 | 75.1968 | 77.7034 | 75.1968 | 77.7034 | 77.7034 | 75.1968 | 77.7034 | 75.1968 | 77.7034 | 4088 | 914.8944 | 0.065966
906 | Ventilation | Return Fan (RF-10) | AHU-10 | Uniform | 0.3 | [5 empty] | 0.3 | 0.75 | 0.75 | 0.7 | 0.2238 |  | 0.8 | AHU-9 | 14.0 | 347.2 | 313.6 | 347.2 | 336 | 347.2 | 336 | 347.2 | 347.2 | 336 | 347.2 | 336 | 347.2 | 77.7034 | 70.1837 | 77.7034 | 75.1968 | 77.7034 | 75.1968 | 77.7034 | 77.7034 | 75.1968 | 77.7034 | 75.1968 | 77.7034 | 4088 | 914.8944 | 0.065966
907 | Ventilation | Return Fan (RF-11) | AHU-11 | Uniform | 0.3 | [5 empty] | 0.3 | 0.75 | 0.75 | 0.7 | 0.2238 |  | 0.8 | AHU-9 | 14.0 | 347.2 | 313.6 | 347.2 | 336 | 347.2 | 336 | 347.2 | 347.2 | 336 | 347.2 | 336 | 347.2 | 77.7034 | 70.1837 | 77.7034 | 75.1968 | 77.7034 | 75.1968 | 77.7034 | 77.7034 | 75.1968 | 77.7034 | 75.1968 | 77.7034 | 4088 | 914.8944 | 0.065966
908 | Ventilation | Return Fan (RF-12) | AHU-12 | Uniform | 0.3 | [5 empty] | 0.3 | 0.75 | 0.75 | 0.7 | 0.2238 |  | 0.8 | AHU-9 | 14.0 | 347.2 | 313.6 | 347.2 | 336 | 347.2 | 336 | 347.2 | 347.2 | 336 | 347.2 | 336 | 347.2 | 77.7034 | 70.1837 | 77.7034 | 75.1968 | 77.7034 | 75.1968 | 77.7034 | 77.7034 | 75.1968 | 77.7034 | 75.1968 | 77.7034 | 4088 | 914.8944 | 0.065966
909 | AC system | Compressor |  | Uniform |  | 10 |  |  |  |  | 13.404825737265400 | 0.75 | 0.89338 | 0.78375 | 8.3951 |  | 0.35 | All Day | 24.0 | 260.4 | 235.2 | 260.4 | 252 | 260.4 | 252 | 260.4 | 260.4 | 252 | 260.4 | 252 | 260.4 | 2186.0921 | 1974.5348 | 2186.0921 | 2115.573 | 2186.0921 | 2115.573 | 2186.0921 | 2186.0921 | 2115.573 | 2186.0921 | 2115.573 | 2186.0921 | 3066 | 25739.4711 | 1.0214
910 | AC system | Compressor |  | Uniform |  | 10 |  |  |  |  | 13.404825737265400 | 0.75 | 0.89338 | 0.78375 | 8.3951 |  | 0.35 | All Day | 24.0 | 260.4 | 235.2 | 260.4 | 252 | 260.4 | 252 | 260.4 | 260.4 | 252 | 260.4 | 252 | 260.4 | 2186.0921 | 1974.5348 | 2186.0921 | 2115.573 | 2186.0921 | 2115.573 | 2186.0921 | 2186.0921 | 2115.573 | 2186.0921 | 2115.573 | 2186.0921 | 3066 | 25739.4711 | 1.0214
911 | AC system | WSHP compressor | WSHP | Uniform |  |  | 3 | 5.5 | 208.0 |  | 2.6561208094621900 | 0.75 | 0.845 | 0.702 | 1.0432 |  | 0.7 | All Day | 24.0 | 520.8 | 470.4 | 520.8 | 504 | 520.8 | 504 | 520.8 | 520.8 | 504 | 520.8 | 504 | 520.8 | 543.3204 | 490.741 | 543.3204 | 525.7939 | 543.3204 | 525.7939 | 543.3204 | 543.3204 | 525.7939 | 543.3204 | 525.7939 | 543.3204 | 6132 | 6397.1594 | 6.8306
912 | Ventilation | UNC-AHU-5 | Supply Fan | Uniform |  | 12.4 |  |  |  |  | 16.621983914209100 | 0.75 | 0.90012 | 0.7965 | 10.3319 | 1 | 0.5 | UNC-AHU-5 | 14.0 | 217 | 196 | 217 | 210 | 217 | 210 | 217 | 217 | 210 | 217 | 210 | 217 | 2242.0219 | 2025.0521 | 2242.0219 | 2169.6987 | 2242.0219 | 2169.6987 | 2242.0219 | 2242.0219 | 2169.6987 | 2242.0219 | 2169.6987 | 2242.0219 | 2555 | 26398.0003 | 16.2763
913 | Ventilation | UNC-AHU-5 | Return Fan | Uniform |  | 4.8 |  |  |  |  | 6.434316353887400 | 0.75 | 0.87 | 0.758 | 4.1379 | 1 | 0.5 | UNC-AHU-5 | 14.0 | 217 | 196 | 217 | 210 | 217 | 210 | 217 | 217 | 210 | 217 | 210 | 217 | 897.931 | 811.0345 | 897.931 | 868.9655 | 897.931 | 868.9655 | 897.931 | 897.931 | 868.9655 | 897.931 | 868.9655 | 897.931 | 2555 | 10572.4138 | 6.5187
914 | Ventilation | SS-AHU-2 | Supply Fan | Uniform |  | 3.2 |  |  |  |  | 4.289544235924930 | 0.75 | 0.86 | 0.71525 | 2.7907 |  | 1 | SS-AHU-2 | 14.0 | 434 | 392 | 434 | 420 | 434 | 420 | 434 | 434 | 420 | 434 | 420 | 434 | 1211.1628 | 1093.9535 | 1211.1628 | 1172.093 | 1211.1628 | 1172.093 | 1211.1628 | 1211.1628 | 1172.093 | 1211.1628 | 1172.093 | 1211.1628 | 5110 | 14260.4651 | 4.6325
915 | Ventilation | SS-AHU-5 | Supply Fan | Uniform |  | 3.2 |  |  |  |  | 4.289544235924930 | 0.75 | 0.86 | 0.71525 | 2.7907 |  | 1 | SS-AHU-5 | 14.0 | 434 | 392 | 434 | 420 | 434 | 420 | 434 | 434 | 420 | 434 | 420 | 434 | 1211.1628 | 1093.9535 | 1211.1628 | 1172.093 | 1211.1628 | 1172.093 | 1211.1628 | 1211.1628 | 1172.093 | 1211.1628 | 1172.093 | 1211.1628 | 5110 | 14260.4651 | 4.6325
916 | Ventilation | SS-AHU-5 | Return Fan | Uniform |  | 2.1333 |  |  |  |  | 2.8596961572832900 | 0.75 | 0.845 | 0.702 | 1.8935 |  | 1 | SS-AHU-5 | 14.0 | 434 | 392 | 434 | 420 | 434 | 420 | 434 | 434 | 420 | 434 | 420 | 434 | 821.7751 | 742.2485 | 821.7751 | 795.2663 | 821.7751 | 795.2663 | 821.7751 | 821.7751 | 795.2663 | 821.7751 | 795.2663 | 821.7751 | 5110 | 9675.7396 | 3.1432
917 | Ventilation | Exhaust Fan | 2 | Uniform |  | 0.053 |  |  |  |  | 0.0710455764075067 | 0.75 | 0.75 | 0.7 | 0.053 |  | 1 |  | 14.0 | 434 | 392 | 434 | 420 | 434 | 420 | 434 | 434 | 420 | 434 | 420 | 434 | 23.002 | 20.776 | 23.002 | 22.26 | 23.002 | 22.26 | 23.002 | 23.002 | 22.26 | 23.002 | 22.26 | 23.002 | 5110 | 270.83 | 0.089679
918 | Ventilation | Exhaust Fan | 5 | Uniform |  | 0.129 |  |  |  |  | 0.17292225201072400 | 0.75 | 0.75 | 0.7 | 0.129 |  | 1 |  | 14.0 | 434 | 392 | 434 | 420 | 434 | 420 | 434 | 434 | 420 | 434 | 420 | 434 | 55.986 | 50.568 | 55.986 | 54.18 | 55.986 | 54.18 | 55.986 | 55.986 | 54.18 | 55.986 | 54.18 | 55.986 | 5110 | 659.19 | 0.21828
919 | Ventilation | Exhaust Fan | 6 | Uniform |  | 0.224 |  |  |  |  | 0.30026809651474500 | 0.75 | 0.75 | 0.7 | 0.224 |  | 1 |  | 14.0 | 434 | 392 | 434 | 420 | 434 | 420 | 434 | 434 | 420 | 434 | 420 | 434 | 97.216 | 87.808 | 97.216 | 94.08 | 97.216 | 94.08 | 97.216 | 97.216 | 94.08 | 97.216 | 94.08 | 97.216 | 5110 | 1144.64 | 0.37902
920 | Ventilation | Exhaust Fan | 7 | Uniform |  | 0.224 |  |  |  |  | 0.30026809651474500 | 0.75 | 0.75 | 0.7 | 0.224 |  | 1 |  | 14.0 | 434 | 392 | 434 | 420 | 434 | 420 | 434 | 434 | 420 | 434 | 420 | 434 | 97.216 | 87.808 | 97.216 | 94.08 | 97.216 | 94.08 | 97.216 | 97.216 | 94.08 | 97.216 | 94.08 | 97.216 | 5110 | 1144.64 | 0.37902
921 | Ventilation | Exhaust Fan | 8 | Uniform |  | 0.42 |  |  |  |  | 0.5630026809651470 | 0.75 | 0.75 | 0.7 | 0.42 |  | 1 |  | 14.0 | 434 | 392 | 434 | 420 | 434 | 420 | 434 | 434 | 420 | 434 | 420 | 434 | 182.28 | 164.64 | 182.28 | 176.4 | 182.28 | 176.4 | 182.28 | 182.28 | 176.4 | 182.28 | 176.4 | 182.28 | 5110 | 2146.2 | 0.71066
922 | AC system | Compressor (x3) | RTU 1 | Cooling 1 |  |  | 3 | 13.8 | 575.0 |  | 18.423355439757400 | 0.75 | 0.90012 | 0.7965 | 24.6306 |  | 0.25 | All Day | 24.0 | 0 | 0 | 0 | 0 | 93 | 180 | 186 | 186 | 90 | 0 | 0 | 0 | 0 | 0 | 0 | 0 | 2290.6504 | 4433.5168 | 4581.3007 | 4581.3007 | 2216.7584 | 0 | 0 | 0 | 735 | 18103.5271 | 16.8442
923 | AC system | Compressor (x2) | RTU 2 | Cooling 1 |  |  | 3 | 5.2 | 575.0 |  | 6.94213393382164 | 0.75 | 0.87 | 0.758 | 5.8883 |  | 0.25 | All Day | 24.0 | 0 | 0 | 0 | 0 | 93 | 180 | 186 | 186 | 90 | 0 | 0 | 0 | 0 | 0 | 0 | 0 | 547.6149 | 1059.8997 | 1095.2297 | 1095.2297 | 529.9499 | 0 | 0 | 0 | 735 | 4327.9239 | 4.0269
924 | AC system | Fan (x2) | RTU 2 | Cooling 1 |  |  | 1 | 0.7 | 575.0 |  | 0.5395442359249330 | 0.75 | 0.75 | 0.67 | 0.40451 |  | 0.25 | All Day | 24.0 | 0 | 0 | 0 | 0 | 93 | 180 | 186 | 186 | 90 | 0 | 0 | 0 | 0 | 0 | 0 | 0 | 37.6197 | 72.8123 | 75.2393 | 75.2393 | 36.4061 | 0 | 0 | 0 | 735 | 297.3167 | 0.27663
925 | AC system | Compressor | RTU 3 | Cooling 1 |  |  | 3 | 8.5 | 575.0 |  | 11.347718930285400 | 0.75 | 0.89338 | 0.78375 | 4.9761 |  | 0.25 | All Day | 24.0 | 0 | 0 | 0 | 0 | 93 | 180 | 186 | 186 | 90 | 0 | 0 | 0 | 0 | 0 | 0 | 0 | 462.7742 | 895.6921 | 925.5485 | 925.5485 | 447.846 | 0 | 0 | 0 | 735 | 3657.4092 | 3.403
926 | AC system | Fan | RTU 3 | Cooling 1 |  |  | 1 | 0.6 | 575.0 |  | 0.4624664879356570 | 0.75 | 0.75 | 0.67 | 0.17336 |  | 0.25 | All Day | 24.0 | 0 | 0 | 0 | 0 | 93 | 180 | 186 | 186 | 90 | 0 | 0 | 0 | 0 | 0 | 0 | 0 | 16.1227 | 31.2052 | 32.2454 | 32.2454 | 15.6026 | 0 | 0 | 0 | 735 | 127.4214 | 0.11856
927 | AC system | Compressor 1 | RTU-1 | Cooling 1 |  |  | 3 | 12 | 460.0 |  | 12.81624726244000 | 0.75 | 0.89338 | 0.78375 | 5.62 |  | 0.25 | RTU-1 | 24.0 | 0 | 0 | 0 | 0 | 93 | 180 | 186 | 186 | 90 | 0 | 0 | 0 | 0 | 0 | 0 | 0 | 522.6627 | 1011.6051 | 1045.3253 | 1045.3253 | 505.8026 | 0 | 0 | 0 | 735 | 4130.721 | 1.1186
928 | AC system | Compressor 2 | RTU-1 | Cooling 1 |  |  | 3 | 13.7 | 460.0 |  | 14.63188229128560 | 0.75 | 0.89338 | 0.78375 | 6.4162 |  | 0.25 | RTU-1 | 24.0 | 0 | 0 | 0 | 0 | 93 | 180 | 186 | 186 | 90 | 0 | 0 | 0 | 0 | 0 | 0 | 0 | 596.7065 | 1154.9159 | 1193.4131 | 1193.4131 | 577.4579 | 0 | 0 | 0 | 735 | 4715.9065 | 1.2771
929 | AC system | Compressor 1 | RTU-1B | Cooling 1 |  |  | 3 | 10.4 | 460.0 |  | 11.107414294114600 | 0.75 | 0.89338 | 0.78375 | 4.8707 |  | 0.25 | RTU-1B | 24.0 | 0 | 0 | 0 | 0 | 93 | 180 | 186 | 186 | 90 | 0 | 0 | 0 | 0 | 0 | 0 | 0 | 452.9743 | 876.7245 | 905.9486 | 905.9486 | 438.3622 | 0 | 0 | 0 | 735 | 3579.9582 | 0.96949
930 | AC system | Compressor 2 | RTU-1B | Cooling 1 |  |  | 3 | 7.7 | 460.0 |  | 8.223758660065630 | 0.75 | 0.8825 | 0.7645 | 3.5176 |  | 0.25 | RTU-1B | 24.0 | 0 | 0 | 0 | 0 | 93 | 180 | 186 | 186 | 90 | 0 | 0 | 0 | 0 | 0 | 0 | 0 | 327.1379 | 633.1702 | 654.2758 | 654.2758 | 316.5851 | 0 | 0 | 0 | 735 | 2585.4448 | 0.70017
931 | AC system | Compressor 1 | RTU-2 | Cooling 1 |  |  | 3 | 19.2 | 460.0 |  | 20.505995619903900 | 0.75 | 0.90412 | 0.79925 | 9.1699 |  | 0.25 | RTU-2 | 24.0 | 0 | 0 | 0 | 0 | 93 | 180 | 186 | 186 | 90 | 0 | 0 | 0 | 0 | 0 | 0 | 0 | 852.7987 | 1650.5782 | 1705.5975 | 1705.5975 | 825.2891 | 0 | 0 | 0 | 735 | 6739.8609 | 1.8252
932 | AC system | Compressor 2 | RTU-2 | Cooling 1 |  |  | 3 | 19.2 | 460.0 |  | 20.505995619903900 | 0.75 | 0.90412 | 0.79925 | 9.1699 |  | 0.25 | RTU-2 | 24.0 | 0 | 0 | 0 | 0 | 93 | 180 | 186 | 186 | 90 | 0 | 0 | 0 | 0 | 0 | 0 | 0 | 852.7987 | 1650.5782 | 1705.5975 | 1705.5975 | 825.2891 | 0 | 0 | 0 | 735 | 6739.8609 | 1.8252
933 | Domestic hot water | HW Boiler | B-4 | Elec HW Boiler |  | 57 |  |  |  |  | 76.40750670241290 | 0.75 | 0.935 | 0.828 | 45.7219 |  | 0.25 | All Day | 24.0 | 0 | 0 | 0 | 0 | 93 | 180 | 186 | 186 | 90 | 0 | 0 | 0 | 0 | 0 | 0 | 0 | 4252.139 | 8229.9465 | 8504.2781 | 8504.2781 | 4114.9733 | 0 | 0 | 0 | 735 | 33605.615 | 5.5383
934 | Electric heating | HW Boiler | B-4 | Elec HW Boiler |  | 57 |  |  |  |  | 76.40750670241290 | 0.75 | 0.935 | 0.828 | 45.7219 |  | 0.25 | All Day | 24.0 | 0 | 0 | 0 | 0 | 93 | 180 | 186 | 186 | 90 | 0 | 0 | 0 | 0 | 0 | 0 | 0 | 4252.139 | 8229.9465 | 8504.2781 | 8504.2781 | 4114.9733 | 0 | 0 | 0 | 735 | 33605.615 | 8.9845
935 | Pump | Penthouse AHU CHW Pump | CHW Pump 1 | Cooling 1 |  | 0.27 |  |  |  |  | 0.36193029490616600 | 0.75 | 0.75 | 0.7 | 0.27 |  | 1 | All Day | 24.0 | 0 | 0 | 0 | 0 | 372 | 720 | 744 | 744 | 360 | 0 | 0 | 0 | 0 | 0 | 0 | 0 | 100.44 | 194.4 | 200.88 | 200.88 | 97.2 | 0 | 0 | 0 | 2940 | 793.8 | 0.91921
936 | Electric heating | Heat Pump | HP-1 | Heating 1 |  |  | 1 | 27 | 230.0 |  | 8.324396782841820 | 0.75 | 0.75 | 0.935 | 4.3548 |  | 0.25 | Occupied | 19.25 | 149.1875 | 134.75 | 104.4313 | 101.0625 | 29.8375 | 0 | 3.7297 | 3.7297 | 57.75 | 119.35 | 115.5 | 149.1875 | 649.6761 | 586.8042 | 454.7733 | 440.1032 | 129.9352 | 0 | 16.2419 | 16.2419 | 251.4875 | 519.7409 | 502.9751 | 649.6761 | 968.5156 | 4217.6555 | 2.4192
937 | Electric heating | Heat Pump | HP-2 | Heating 1 |  |  | 1 | 27 | 230.0 |  | 8.324396782841820 | 0.75 | 0.75 | 0.935 | 4.3548 |  | 0.25 | Occupied | 19.25 | 149.1875 | 134.75 | 104.4313 | 101.0625 | 29.8375 | 0 | 3.7297 | 3.7297 | 57.75 | 119.35 | 115.5 | 149.1875 | 649.6761 | 586.8042 | 454.7733 | 440.1032 | 129.9352 | 0 | 16.2419 | 16.2419 | 251.4875 | 519.7409 | 502.9751 | 649.6761 | 968.5156 | 4217.6555 | 2.4192
938 | Electric heating | Heat Pump | HP-3 | Heating 1 |  |  | 1 | 17.3 | 230.0 |  | 5.333780160857910 | 0.75 | 0.75 | 0.905 | 2.7007 |  | 0.25 | Occupied | 19.25 | 149.1875 | 134.75 | 104.4313 | 101.0625 | 29.8375 | 0 | 3.7297 | 3.7297 | 57.75 | 119.35 | 115.5 | 149.1875 | 402.9176 | 363.9256 | 282.0423 | 272.9442 | 80.5835 | 0 | 10.0729 | 10.0729 | 155.9681 | 322.3341 | 311.9362 | 402.9176 | 968.5156 | 2615.7149 | 1.5004
939 | Electric heating | Electric bay UH | UH | Heating 1 |  | 10 |  |  |  |  | 13.404825737265400 | 0.75 | 0.89338 | 0.78375 | 8.3951 |  | 0.25 | Occupied | 19.25 | 149.1875 | 134.75 | 104.4313 | 101.0625 | 29.8375 | 0 | 3.7297 | 3.7297 | 57.75 | 119.35 | 115.5 | 149.1875 | 1252.4486 | 1131.2439 | 876.714 | 848.4329 | 250.4897 | 0 | 31.3112 | 31.3112 | 484.8188 | 1001.9589 | 969.6376 | 1252.4486 | 968.5156 | 8130.8154 | 4.6638
940 | Ventilation | Supply Fan | AHU-1 | Uniform |  |  | 3 |  | 230.0 | 3.5 | 1.8690360591058300 | 0.75 | 0.81875 | 0.66925 | 0.93314 |  | 1 | Occupied | 19.25 | 596.75 | 539 | 596.75 | 577.5 | 596.75 | 577.5 | 596.75 | 596.75 | 577.5 | 596.75 | 577.5 | 596.75 | 556.8488 | 502.9602 | 556.8488 | 538.886 | 556.8488 | 538.886 | 556.8488 | 556.8488 | 538.886 | 556.8488 | 538.886 | 556.8488 | 7026.25 | 6556.446 | 3.7607
941 | Ventilation | Supply Fan | RTU-2 | Uniform |  |  | 3 |  | 230.0 | 3 | 1.6020309078049900 | 0.75 | 0.81875 | 0.66925 | 0.79983 |  | 1 | Occupied | 19.25 | 596.75 | 539 | 596.75 | 577.5 | 596.75 | 577.5 | 596.75 | 596.75 | 577.5 | 596.75 | 577.5 | 596.75 | 477.299 | 431.1088 | 477.299 | 461.9023 | 477.299 | 461.9023 | 477.299 | 477.299 | 461.9023 | 477.299 | 461.9023 | 477.299 | 7026.25 | 5619.8108 | 3.2235
942 | Ventilation | Supply Fan | HV-1 | Uniform |  |  | 3 |  | 230.0 | 4.1 | 2.189442240666830 | 0.75 | 0.845 | 0.702 | 1.1466 |  | 1 | Occupied | 19.25 | 596.75 | 539 | 596.75 | 577.5 | 596.75 | 577.5 | 596.75 | 596.75 | 577.5 | 596.75 | 577.5 | 596.75 | 684.2296 | 618.0138 | 684.2296 | 662.1577 | 684.2296 | 662.1577 | 684.2296 | 684.2296 | 662.1577 | 684.2296 | 662.1577 | 684.2296 | 7026.25 | 8056.2518 | 4.621
943 | Ventilation | Supply Fan | HV-2 | Uniform |  |  | 3 |  | 230.0 | 4.1 | 2.189442240666830 | 0.75 | 0.845 | 0.702 | 1.1466 |  | 1 | Occupied | 19.25 | 596.75 | 539 | 596.75 | 577.5 | 596.75 | 577.5 | 596.75 | 596.75 | 577.5 | 596.75 | 577.5 | 596.75 | 684.2296 | 618.0138 | 684.2296 | 662.1577 | 684.2296 | 662.1577 | 684.2296 | 684.2296 | 662.1577 | 684.2296 | 662.1577 | 684.2296 | 7026.25 | 8056.2518 | 4.621
944 | Ventilation | SS-AHU-8 | Supply Fan | Uniform |  | 4.8 |  |  |  |  | 6.434316353887400 | 0.75 | 0.87 | 0.758 | 4.1379 |  | 1 | SS-AHU-8 | 15.5 | 480.5 | 434 | 480.5 | 465 | 480.5 | 465 | 480.5 | 480.5 | 465 | 480.5 | 465 | 480.5 | 1988.2759 | 1795.8621 | 1988.2759 | 1924.1379 | 1988.2759 | 1924.1379 | 1988.2759 | 1988.2759 | 1924.1379 | 1988.2759 | 1924.1379 | 1988.2759 | 5657.5 | 23410.3448 | 7.6048
945 | Ventilation | ASC-AHU-1 | Supply Fan | Uniform |  | 6.3 |  |  |  |  | 8.445040214477210 | 0.75 | 0.8825 | 0.7645 | 5.3541 |  | 0.5 | ASC-AHU-1 | 9.25 | 143.375 | 129.5 | 143.375 | 138.75 | 143.375 | 138.75 | 143.375 | 143.375 | 138.75 | 143.375 | 138.75 | 143.375 | 767.6452 | 693.3569 | 767.6452 | 742.8824 | 767.6452 | 742.8824 | 767.6452 | 767.6452 | 742.8824 | 767.6452 | 742.8824 | 767.6452 | 1688.125 | 9038.403 | 1.7579
946 | Ventilation | SS-AHU-4 | Supply Fan | Uniform |  | 9.4 |  |  |  |  | 12.600536193029500 | 0.75 | 0.89338 | 0.78375 | 7.8914 |  | 1 | SS-AHU-4 | 11.5 | 356.5 | 322 | 356.5 | 345 | 356.5 | 345 | 356.5 | 356.5 | 345 | 356.5 | 345 | 356.5 | 2813.2923 | 2541.0382 | 2813.2923 | 2722.5409 | 2813.2923 | 2722.5409 | 2813.2923 | 2813.2923 | 2722.5409 | 2813.2923 | 2722.5409 | 2813.2923 | 4197.5 | 33124.2479 | 10.7604
947 | Ventilation | SS-AHU-4 | Return Fan | Uniform |  | 2.6 |  |  |  |  | 3.485254691689010 | 0.75 | 0.86 | 0.71525 | 2.2674 |  | 1 | SS-AHU-4 | 11.5 | 356.5 | 322 | 356.5 | 345 | 356.5 | 345 | 356.5 | 356.5 | 345 | 356.5 | 345 | 356.5 | 808.343 | 730.1163 | 808.343 | 782.2674 | 808.343 | 782.2674 | 808.343 | 808.343 | 782.2674 | 808.343 | 782.2674 | 808.343 | 4197.5 | 9517.5872 | 3.0918
948 | AC system | Compressor |  | Cooling 1 |  |  | 3 | 7 | 230.0 |  | 3.7380721182116500 | 0.75 | 0.86 | 0.71525 | 1.4959 |  | 0.5 |  | 10.75 | 0 | 0 | 0 | 0 | 83.3125 | 161.25 | 166.625 | 166.625 | 80.625 | 0 | 0 | 0 | 0 | 0 | 0 | 0 | 124.6281 | 241.2156 | 249.2561 | 249.2561 | 120.6078 | 0 | 0 | 0 | 658.4375 | 984.9636 | 5.8232
949 | Ventilation | Return Fan | AHU-1 | Uniform | 9.0 | [5 empty] | 9.0 | 0.75 | 0.8825 | 0.7645 | 5.7059 | 0.9 | 1 | AHU-1 | 12.5 | 387.5 | 350 | 387.5 | 375 | 387.5 | 375 | 387.5 | 387.5 | 375 | 387.5 | 375 | 387.5 | 1862.5929 | 1682.342 | 1862.5929 | 1802.5093 | 1862.5929 | 1802.5093 | 1862.5929 | 1862.5929 | 1802.5093 | 1862.5929 | 1802.5093 | 1862.5929 | 4562.5 | 21930.5297 | 3.6475
950 | Ventilation | Force flow heater | FF-10 - SF | FF | 0.07 | [5 empty] | 0.07 | 0.75 | 0.75 | 0.7 | 0.05222 |  | 1 |  | 10.5 | 146.475 | 132.3 | 146.475 | 141.75 | 113.925 | 110.25 | 32.55 | 130.2 | 141.75 | 146.475 | 141.75 | 146.475 | 7.6489 | 6.9087 | 7.6489 | 7.4022 | 5.9492 | 5.7573 | 1.6998 | 6.799 | 7.4022 | 7.6489 | 7.4022 | 7.6489 | 1530.375 | 79.9162 | 0.0055755
951 | Ventilation | Force flow heater | FF-10 - SF | FF | 0.07 | [5 empty] | 0.07 | 0.75 | 0.75 | 0.7 | 0.05222 |  | 1 |  | 10.5 | 146.475 | 132.3 | 146.475 | 141.75 | 113.925 | 110.25 | 32.55 | 130.2 | 141.75 | 146.475 | 141.75 | 146.475 | 7.6489 | 6.9087 | 7.6489 | 7.4022 | 5.9492 | 5.7573 | 1.6998 | 6.799 | 7.4022 | 7.6489 | 7.4022 | 7.6489 | 1530.375 | 79.9162 | 0.0056248
952 | Ventilation | Fancoils |  | Uniform | 12.5 | [5 empty] | 12.5 | 0.75 | 0.89338 | 0.78375 | 7.8285 |  | 1 | Occupied | 16.75 | 519.25 | 469 | 519.25 | 502.5 | 519.25 | 502.5 | 519.25 | 519.25 | 502.5 | 519.25 | 502.5 | 519.25 | 4064.9276 | 3671.5475 | 4064.9276 | 3933.8009 | 4064.9276 | 3933.8009 | 4064.9276 | 4064.9276 | 3933.8009 | 4064.9276 | 3933.8009 | 4064.9276 | 6113.75 | 47861.2442 | 5.1186
953 | Ventilation | Fancoils |  | Uniform | 12.5 | [5 empty] | 12.5 | 0.75 | 0.89338 | 0.78375 | 7.8285 |  | 1 | Occupied | 16.75 | 519.25 | 469 | 519.25 | 502.5 | 519.25 | 502.5 | 519.25 | 519.25 | 502.5 | 519.25 | 502.5 | 519.25 | 4064.9276 | 3671.5475 | 4064.9276 | 3933.8009 | 4064.9276 | 3933.8009 | 4064.9276 | 4064.9276 | 3933.8009 | 4064.9276 | 3933.8009 | 4064.9276 | 6113.75 | 47861.2442 | 4.6504
954 | AC system | Compressor | CH1 | Cooling 1 |  | 144 |  |  |  |  | 193.02949061662200 | 0.75 | 0.94588 | 0.82175 | 114.18 |  | 0.55 | All Day | 24.0 | 65.0301 | 60.19 | 102.6228 | 165.5282 | 333.4876 | 346.8451 | 409.2 | 404.9829 | 350.2162 | 250.178 | 112.3343 | 105.0131 | 7425.1362 | 6872.4983 | 11717.4717 | 18900.0064 | 38077.6071 | 39602.775 | 46722.4528 | 46240.9398 | 39987.6777 | 28565.3177 | 12826.3245 | 11990.3986 | 2705.6282 | 308928.6058 | 33.0391
955 | AC system | Cooling Tower | CT1 | Cooling 1 |  |  | 3 |  | 575.0 | 14 | 18.69036059105830 | 0.75 | 0.90012 | 0.7965 | 11.1056 | 0.9 | 0.55 | All Day | 24.0 | 65.0301 | 60.19 | 102.6228 | 165.5282 | 333.4876 | 346.8451 | 409.2 | 404.9829 | 350.2162 | 250.178 | 112.3343 | 105.0131 | 584.981 | 541.442 | 923.1477 | 1489.0156 | 2999.9012 | 3120.0598 | 3680.9755 | 3643.0401 | 3150.3839 | 2250.4862 | 1010.5075 | 944.65 | 2705.6282 | 24338.5904 | 2.603
956 | Ventilation | Supply Fan | F-9 | Uniform | 0.35 | [5 empty] | 0.35 | 0.75 | 0.75 | 0.7 | 0.2611 |  | 1 | AH-1 | 9.028571429 | 279.8857 | 252.8 | 279.8857 | 270.8571 | 279.8857 | 270.8571 | 279.8857 | 279.8857 | 270.8571 | 279.8857 | 270.8571 | 279.8857 | 73.0782 | 66.0061 | 73.0782 | 70.7208 | 73.0782 | 70.7208 | 73.0782 | 73.0782 | 70.7208 | 73.0782 | 70.7208 | 73.0782 | 3295.4286 | 860.4364 | 0.10598
957 | AC system | DX Compressor | RTU-2 | Cooling 1 |  |  | 3 | 5 | 575.0 |  | 6.675128782520810 | 0.75 | 0.87 | 0.758 | 2.8309 |  | 0.3 | RTU-2 | 10.928571428571400 | 0 | 0 | 0 | 19.6714 | 40.6543 | 9.8357 | 101.6357 | 101.6357 | 49.1786 | 0 | 0 | 0 | 0 | 0 | 0 | 55.6884 | 115.0894 | 27.8442 | 287.7235 | 287.7235 | 139.221 | 0 | 0 | 0 | 322.6114 | 913.29 | 0.091444
958 | Electric heating | Unit Heater |  | Heating 2 |  | 3 |  |  |  |  | 4.021447721179630 | 1 | 1 | 1 | 3 |  | 0.4 | All Day | 24.0 | 297.6 | 228.48 | 193.44 | 0 | 0 | 0 | 0 | 0 | 0 | 119.04 | 230.4 | 297.6 | 892.8 | 685.44 | 580.32 | 0 | 0 | 0 | 0 | 0 | 0 | 357.12 | 691.2 | 892.8 | 1366.56 | 4099.68 | 0.70706
959 | Electric heating | Unit Heater |  | Heating 2 |  | 10 |  |  |  |  | 13.404825737265400 | 1 | 1 | 1 | 10 |  | 0.4 | All Day | 24.0 | 297.6 | 228.48 | 193.44 | 0 | 0 | 0 | 0 | 0 | 0 | 119.04 | 230.4 | 297.6 | 2976 | 2284.8 | 1934.4 | 0 | 0 | 0 | 0 | 0 | 0 | 1190.4 | 2304 | 2976 | 1366.56 | 13665.6 | 2.3569
960 | Electric heating | 8 x 4 baseboard heaters |  | Heating 1 |  | 1 |  |  |  |  | 1.3404825737265400 | 0.75 | 0.75 | 0.65475 | 8 |  | 0.3 | All Day | 24.0 | 223.2 | 201.6 | 178.56 | 129.6 | 89.28 | 0 | 0 | 0 | 0 | 55.8 | 114.48 | 212.04 | 1785.6 | 1612.8 | 1428.48 | 1036.8 | 714.24 | 0 | 0 | 0 | 0 | 446.4 | 915.84 | 1696.32 | 1204.56 | 9636.48 | 2.6112
961 | Chillers | Cooling tower fan | CT-1 | Cooling 2 |  |  | 3 |  | 575.0 | 41.2 | 55.00306116797150 | 0.75 | 0.92525 | 0.824 | 33.8106 |  | 0.8 | All Day | 24.0 | 0 | 268.8 | 416.64 | 576 | 595.2 | 576 | 595.2 | 595.2 | 576 | 595.2 | 288 | 0 | 0 | 9088.2897 | 14086.8491 | 19474.9066 | 20124.0701 | 19474.9066 | 20124.0701 | 20124.0701 | 19474.9066 | 20124.0701 | 9737.4533 | 0 | 5082.24 | 171833.5924 | 10.2977
962 | AC system | DX compressor | AH-2 | Cooling 1 |  | 6.4 |  |  |  |  | 8.579088471849870 | 0.75 | 0.8825 | 0.7645 | 5.4391 |  | 0.2 | All Day | 24.0 | 44.64 | 40.32 | 44.64 | 43.2 | 74.4 | 144 | 148.8 | 148.8 | 72 | 44.64 | 43.2 | 44.64 | 242.8011 | 219.3042 | 242.8011 | 234.9688 | 404.6686 | 783.2295 | 809.3371 | 809.3371 | 391.6147 | 242.8011 | 234.9688 | 242.8011 | 893.28 | 4858.6334 | 0.0338
963 | AC system | DX compressor | AH-3 | Cooling 1 |  | 9.4 |  |  |  |  | 12.600536193029500 | 0.75 | 0.89338 | 0.78375 | 7.8914 |  | 0.2 | All Day | 24.0 | 44.64 | 40.32 | 44.64 | 43.2 | 74.4 | 144 | 148.8 | 148.8 | 72 | 44.64 | 43.2 | 44.64 | 352.2731 | 318.1822 | 352.2731 | 340.9095 | 587.1219 | 1136.3649 | 1174.2437 | 1174.2437 | 568.1825 | 352.2731 | 340.9095 | 352.2731 | 893.28 | 7049.2503 | 0.049039
964 | AC system | DX compressor | AH-4 | Cooling 1 |  | 21.6 |  |  |  |  | 28.9544235924933 | 0.75 | 0.9115 | 0.80375 | 17.7729 |  | 0.2 | All Day | 24.0 | 44.64 | 40.32 | 44.64 | 43.2 | 74.4 | 144 | 148.8 | 148.8 | 72 | 44.64 | 43.2 | 44.64 | 793.3823 | 716.6034 | 793.3823 | 767.7894 | 1322.3039 | 2559.2979 | 2644.6078 | 2644.6078 | 1279.6489 | 793.3823 | 767.7894 | 793.3823 | 893.28 | 15876.1777 | 0.11045
965 | Electric heating | Forced Flow | F18/20/22 | Heating 1 |  | 1.5 |  |  |  |  | 2.0107238605898100 | 0.75 | 0.845 | 0.702 | 1.5 |  | 0.35 | All Day | 24.0 | 260.4 | 235.2 | 195.3 | 126 | 104.16 | 50.4 | 6.51 | 6.51 | 6.3 | 52.08 | 100.8 | 260.4 | 390.6 | 352.8 | 292.95 | 189 | 156.24 | 75.6 | 9.765 | 9.765 | 9.45 | 78.12 | 151.2 | 390.6 | 1404.06 | 2106.09 | 0.73961
966 | AC System | Compressor | RTU-5 | Cooling 1 |  |  | 3 | 13.5 | 208.0 |  | 6.5195692595890200 | 0.75 | 0.87 | 0.758 | 2.765 |  | 0.3 | Admin-RTU-5 | 11.214285714285700 | 0 | 0 | 0 | 0 | 52.1464 | 70.65 | 104.2929 | 73.005 | 50.4643 | 0 | 0 | 0 | 0 | 0 | 0 | 0 | 144.1826 | 195.3441 | 288.3651 | 201.8556 | 139.5315 | 0 | 0 | 0 | 350.5586 | 969.279 | 0.11981
967 | AC System | Compressor | RTU-5 | Cooling 1 |  |  | 3 | 8.7 | 208.0 |  | 4.201500189512920 | 0.75 | 0.86 | 0.71525 | 1.6814 |  | 0.3 | Admin-RTU-5 | 11.214285714285700 | 0 | 0 | 0 | 0 | 52.1464 | 70.65 | 104.2929 | 73.005 | 50.4643 | 0 | 0 | 0 | 0 | 0 | 0 | 0 | 87.6772 | 118.7885 | 175.3545 | 122.7481 | 84.849 | 0 | 0 | 0 | 350.5586 | 589.4174 | 0.072856
968 | AC system | Compressor | CH-1 | Cooling 1 |  | 190 |  |  |  |  | 254.69168900804300 | 0.75 | 0.94963 | 0.835 | 150.0592 |  | 0.2 | All Day | 24.0 | 0 | 0 | 0 | 14.4 | 29.76 | 100.8 | 148.8 | 148.8 | 72 | 0 | 0 | 0 | 0 | 0 | 0 | 2160.853 | 4465.7628 | 15125.9708 | 22328.814 | 22328.814 | 10804.2648 | 0 | 0 | 0 | 514.56 | 77214.4794 | 3.9656
969 | AC system | Compressor | CH-2 | Cooling 1 |  | 280 |  |  |  |  | 375.33512064343200 | 0.75 | 0.94963 | 0.835 | 221.1399 |  | 0.2 | All Day | 24.0 | 0 | 0 | 0 | 14.4 | 29.76 | 100.8 | 148.8 | 148.8 | 72 | 0 | 0 | 0 | 0 | 0 | 0 | 3184.4149 | 6581.1241 | 22290.9043 | 32905.6206 | 32905.6206 | 15922.0745 | 0 | 0 | 0 | 514.56 | 113789.7591 | 5.8441
970 | UH & FF | Ventilation Fan | FFH-4 | Heating 1 | 0.06666666666666670 | [5 empty] | 0.06666666666666670 | 0.75 | 0.75 | 0.7 | 0.049733 |  | 0.9 | All Day | 24.0 | 669.6 | 604.8 | 602.64 | 324 | 267.84 | 64.8 | 0 | 0 | 64.8 | 267.84 | 259.2 | 468.72 | 33.3014 | 30.0787 | 29.9713 | 16.1136 | 13.3206 | 3.2227 | 0 | 0 | 3.2227 | 13.3206 | 12.8909 | 23.311 | 3594.24 | 178.7535 | 0.02973
971 | UH & FF | Ventilation Fan | FFH-7 | Heating 1 | 0.06666666666666670 | [5 empty] | 0.06666666666666670 | 0.75 | 0.75 | 0.7 | 0.049733 |  | 0.9 | All Day | 24.0 | 669.6 | 604.8 | 602.64 | 324 | 267.84 | 64.8 | 0 | 0 | 64.8 | 267.84 | 259.2 | 468.72 | 33.3014 | 30.0787 | 29.9713 | 16.1136 | 13.3206 | 3.2227 | 0 | 0 | 3.2227 | 13.3206 | 12.8909 | 23.311 | 3594.24 | 178.7535 | 0.02973
972 | Ventilation | Exhaust Fan | EF-21 | Uniform |  | 3.7 |  |  |  |  | 4.959785522788200 | 0.75 | 0.86 | 0.71525 | 3.2267 |  | 0.1 | All Day | 24.0 | 74.4 | 67.2 | 74.4 | 72 | 74.4 | 72 | 74.4 | 66.96 | 72 | 74.4 | 72 | 74.4 | 240.0698 | 216.8372 | 240.0698 | 232.3256 | 240.0698 | 232.3256 | 240.0698 | 216.0628 | 232.3256 | 240.0698 | 232.3256 | 240.0698 | 868.56 | 2802.6209 | 0.065582
973 | AC system | Dry Cooler Fan | DC-1 | Cooling 1 | 24.0 | [5 empty] | 24.0 | 0.75 | 0.90412 | 0.79925 | 14.8519 |  | 0.4 | All Day | 24.0 | 0 | 0 | 0 | 0 | 208.32 | 288 | 297.6 | 297.6 | 201.6 | 0 | 0 | 0 | 0 | 0 | 0 | 0 | 3093.9538 | 4277.3555 | 4419.934 | 4419.934 | 2994.1488 | 0 | 0 | 0 | 1293.12 | 19205.326 | 0.36359
974 | AC system | Dry Cooler Fan | DC-2 | Cooling 1 | 24.0 | [5 empty] | 24.0 | 0.75 | 0.90412 | 0.79925 | 14.8519 |  | 0.4 | All Day | 24.0 | 0 | 0 | 0 | 0 | 208.32 | 288 | 297.6 | 297.6 | 201.6 | 0 | 0 | 0 | 0 | 0 | 0 | 0 | 3093.9538 | 4277.3555 | 4419.934 | 4419.934 | 2994.1488 | 0 | 0 | 0 | 1293.12 | 19205.326 | 0.36359
975 | AC system | Dry Cooler Fan | DC-3 | Cooling 1 | 24.0 | [5 empty] | 24.0 | 0.75 | 0.90412 | 0.79925 | 14.8519 |  | 0.4 | All Day | 24.0 | 0 | 0 | 0 | 0 | 208.32 | 288 | 297.6 | 297.6 | 201.6 | 0 | 0 | 0 | 0 | 0 | 0 | 0 | 3093.9538 | 4277.3555 | 4419.934 | 4419.934 | 2994.1488 | 0 | 0 | 0 | 1293.12 | 19205.326 | 0.36359
976 | AC system | Compressor |  | CH-2 |  |  | 3 | 84 | 575.0 |  | 112.14216354635000 | 0.75 | 0.9375 | 0.82325 | 51.6536 |  | 0.8 | All Day | 24.0 | 595.2 | 376.32 | 416.64 | 403.2 | 297.6 | 115.2 | 119.04 | 119.04 | 172.8 | 297.6 | 518.4 | 595.2 | 30744.2345 | 19438.2902 | 21520.9641 | 20826.7395 | 15372.1172 | 5950.497 | 6148.8469 | 6148.8469 | 8925.7455 | 15372.1172 | 26777.2365 | 30744.2345 | 4026.24 | 207969.8699 | 8.253
977 | AC system | Compressor |  | CH-2 |  |  | 3 | 84 | 575.0 |  | 112.14216354635000 | 0.75 | 0.9375 | 0.82325 | 51.6536 |  | 0.8 | All Day | 24.0 | 595.2 | 376.32 | 416.64 | 403.2 | 297.6 | 115.2 | 119.04 | 119.04 | 172.8 | 297.6 | 518.4 | 595.2 | 30744.2345 | 19438.2902 | 21520.9641 | 20826.7395 | 15372.1172 | 5950.497 | 6148.8469 | 6148.8469 | 8925.7455 | 15372.1172 | 26777.2365 | 30744.2345 | 4026.24 | 207969.8699 | 8.253
978 | AC system | Compressor | Liebert Unit | Cooling 1 |  |  | 1 | 10.9 | 208.0 |  | 3.0391420911528200 | 1 | 0.75 | 0.845 | 1.9158 |  | 0.35 | All Day | 24.0 | 0 | 0 | 0 | 12.6 | 130.2 | 252 | 260.4 | 260.4 | 126 | 13.02 | 0 | 0 | 0 | 0 | 0 | 24.1389 | 249.4351 | 482.7776 | 498.8702 | 498.8702 | 241.3888 | 24.9435 | 0 | 0 | 1054.62 | 2020.4241 | 0.65973
979 | AC system | Compressor | CU-1 | Cooling 1 |  |  | 3 | 16 | 208.0 |  | 7.72689690025365 | 1 | 0.8825 | 0.7645 | 4.4068 |  | 0.35 | All Day | 24.0 | 0 | 0 | 0 | 12.6 | 130.2 | 252 | 260.4 | 260.4 | 126 | 13.02 | 0 | 0 | 0 | 0 | 0 | 55.5254 | 573.7628 | 1110.5087 | 1147.5257 | 1147.5257 | 555.2544 | 57.3763 | 0 | 0 | 1054.62 | 4647.479 | 1.5175
980 | AC system | Compressor | CU-2 | Cooling 1 |  |  | 3 | 16 | 208.0 |  | 7.72689690025365 | 1 | 0.8825 | 0.7645 | 4.4068 |  | 0.35 | All Day | 24.0 | 0 | 0 | 0 | 12.6 | 130.2 | 252 | 260.4 | 260.4 | 126 | 13.02 | 0 | 0 | 0 | 0 | 0 | 55.5254 | 573.7628 | 1110.5087 | 1147.5257 | 1147.5257 | 555.2544 | 57.3763 | 0 | 0 | 1054.62 | 4647.479 | 1.5175
981 | AC system | Compressor | CU-3 | Cooling 1 |  |  | 3 | 16 | 208.0 |  | 7.72689690025365 | 1 | 0.8825 | 0.7645 | 4.4068 |  | 0.35 | All Day | 24.0 | 0 | 0 | 0 | 12.6 | 130.2 | 252 | 260.4 | 260.4 | 126 | 13.02 | 0 | 0 | 0 | 0 | 0 | 55.5254 | 573.7628 | 1110.5087 | 1147.5257 | 1147.5257 | 555.2544 | 57.3763 | 0 | 0 | 1054.62 | 4647.479 | 1.5175
982 | AC system | Compressor | CU-4 | Cooling 1 |  |  | 3 | 16 | 208.0 |  | 7.72689690025365 | 1 | 0.8825 | 0.7645 | 4.4068 |  | 0.35 | All Day | 24.0 | 0 | 0 | 0 | 12.6 | 130.2 | 252 | 260.4 | 260.4 | 126 | 13.02 | 0 | 0 | 0 | 0 | 0 | 55.5254 | 573.7628 | 1110.5087 | 1147.5257 | 1147.5257 | 555.2544 | 57.3763 | 0 | 0 | 1054.62 | 4647.479 | 1.5175
983 | AC system | Compressor | R-CU1 | Cooling 1 |  |  | 3 | 29.9 | 208.0 |  | 14.439638582349000 | 1 | 0.89338 | 0.78375 | 16.8851 |  | 0.35 | All Day | 24.0 | 0 | 0 | 0 | 12.6 | 130.2 | 252 | 260.4 | 260.4 | 126 | 13.02 | 0 | 0 | 0 | 0 | 0 | 212.7518 | 2198.4353 | 4255.036 | 4396.8706 | 4396.8706 | 2127.518 | 219.8435 | 0 | 0 | 1054.62 | 17807.3257 | 5.8146
984 | AC system | Compressor | Un-labelled RTU | Cooling 1 |  |  | 3 | 18 | 208.0 |  | 8.692759012785360 | 1 | 0.8825 | 0.7645 | 4.9576 |  | 0.35 | All Day | 24.0 | 0 | 0 | 0 | 12.6 | 130.2 | 252 | 260.4 | 260.4 | 126 | 13.02 | 0 | 0 | 0 | 0 | 0 | 62.4661 | 645.4832 | 1249.3223 | 1290.9664 | 1290.9664 | 624.6612 | 64.5483 | 0 | 0 | 1054.62 | 5228.4139 | 1.7072
985 | AC system | DX Compressor | RTU-6 | Cooling 1 |  |  | 1 | 10.1 | 208.0 |  | 2.816085790884720 | 0.75 | 0.75 | 0.745 | 1.1738 |  | 0.3 | RTU-6 | 14.0 | 0 | 0 | 0 | 25.2 | 52.08 | 12.6 | 130.2 | 130.2 | 63 | 0 | 0 | 0 | 0 | 0 | 0 | 29.5803 | 61.1326 | 14.7902 | 152.8316 | 152.8316 | 73.9508 | 0 | 0 | 0 | 413.28 | 485.1172 | 0.048573
986 | AC System | Chiller Compressor | C-2 | DD Cold Deck |  | 252 |  |  |  |  | 337.80160857908800 | 0.75 | 0.94963 | 0.835 | 199.0259 |  | 0.55 | All Day | 24.0 | 81.84 | 73.92 | 122.76 | 158.4 | 245.52 | 316.8 | 368.28 | 409.2 | 316.8 | 163.68 | 79.2 | 81.84 | 16288.2822 | 14711.9968 | 24432.4233 | 31525.7075 | 48864.8466 | 63051.415 | 73297.27 | 81441.4111 | 63051.415 | 32576.5644 | 15762.8538 | 16288.2822 | 2418.24 | 481292.4681 | 8.6137
987 | AC System | Chiller Compressor | C-2 | DD Cold Deck |  | 252 |  |  |  |  | 337.80160857908800 | 0.75 | 0.94963 | 0.835 | 199.0259 |  | 0.55 | All Day | 24.0 | 81.84 | 73.92 | 122.76 | 158.4 | 245.52 | 316.8 | 368.28 | 409.2 | 316.8 | 163.68 | 79.2 | 81.84 | 16288.2822 | 14711.9968 | 24432.4233 | 31525.7075 | 48864.8466 | 63051.415 | 73297.27 | 81441.4111 | 63051.415 | 32576.5644 | 15762.8538 | 16288.2822 | 2418.24 | 481292.4681 | 8.6137
988 | AC system | Compressor | R-AHU1 | Cooling 1 |  |  | 3 | 27 | 575.0 |  | 36.04569542561240 | 1 | 0.91612 | 0.809 | 21.7541 |  | 0.3 | All Day | 24.0 | 0 | 0 | 0 | 43.2 | 122.76 | 216 | 223.2 | 178.56 | 97.2 | 44.64 | 0 | 0 | 0 | 0 | 0 | 939.7763 | 2670.5311 | 4698.8817 | 4855.5111 | 3884.4089 | 2114.4968 | 971.1022 | 0 | 0 | 925.56 | 20134.708 | 9.4512
989 | AC system | Condenser fan | R-AHU1 | Cooling 1 | 1.3333333333333300 | [5 empty] | 1.3333333333333300 | 0.75 | 0.75 | 0.65475 | 0.99467 |  | 0.3 | All Day | 24.0 | 0 | 0 | 0 | 43.2 | 122.76 | 216 | 223.2 | 178.56 | 97.2 | 44.64 | 0 | 0 | 0 | 0 | 0 | 42.9696 | 122.1053 | 214.848 | 222.0096 | 177.6077 | 96.6816 | 44.4019 | 0 | 0 | 925.56 | 920.6237 | 0.43214
990 | AC system | Compressor | R-AHU2 | Cooling 1 |  |  | 3 | 27 | 575.0 |  | 36.04569542561240 | 1 | 0.91612 | 0.809 | 21.7541 |  | 0.3 | All Day | 24.0 | 0 | 0 | 0 | 43.2 | 122.76 | 216 | 223.2 | 178.56 | 97.2 | 44.64 | 0 | 0 | 0 | 0 | 0 | 939.7763 | 2670.5311 | 4698.8817 | 4855.5111 | 3884.4089 | 2114.4968 | 971.1022 | 0 | 0 | 925.56 | 20134.708 | 9.4512
991 | AC system | Condenser fan | R-AHU2 | Cooling 1 | 1.3333333333333300 | [5 empty] | 1.3333333333333300 | 0.75 | 0.75 | 0.65475 | 0.99467 |  | 0.3 | All Day | 24.0 | 0 | 0 | 0 | 43.2 | 122.76 | 216 | 223.2 | 178.56 | 97.2 | 44.64 | 0 | 0 | 0 | 0 | 0 | 42.9696 | 122.1053 | 214.848 | 222.0096 | 177.6077 | 96.6816 | 44.4019 | 0 | 0 | 925.56 | 920.6237 | 0.43214
992 | AC system | Compressor | R-AHU4 | Cooling 1 |  |  | 3 | 18 | 575.0 |  | 24.030463617074900 | 1 | 0.90412 | 0.79925 | 14.3279 |  | 0.3 | All Day | 24.0 | 0 | 0 | 0 | 43.2 | 122.76 | 216 | 223.2 | 178.56 | 97.2 | 44.64 | 0 | 0 | 0 | 0 | 0 | 618.9668 | 1758.8974 | 3094.8341 | 3197.9952 | 2558.3962 | 1392.6753 | 639.599 | 0 | 0 | 925.56 | 13261.3641 | 6.2249
993 | AC system | Condenser fan | R-AHU4 | Cooling 1 | 0.6666666666666670 | [5 empty] | 0.6666666666666670 | 0.75 | 0.75 | 0.7 | 0.49733 |  | 0.3 | All Day | 24.0 | 0 | 0 | 0 | 43.2 | 122.76 | 216 | 223.2 | 178.56 | 97.2 | 44.64 | 0 | 0 | 0 | 0 | 0 | 21.4848 | 61.0526 | 107.424 | 111.0048 | 88.8038 | 48.3408 | 22.201 | 0 | 0 | 925.56 | 460.3118 | 0.21607
994 | AC system | Compressor | R-AHU5 | Cooling 1 |  |  | 3 |  | 575.0 | 9.6 | 12.81624726244000 | 1 | 0.89338 | 0.78375 | 7.4934 |  | 0.3 | All Day | 24.0 | 0 | 0 | 0 | 43.2 | 122.76 | 216 | 223.2 | 178.56 | 97.2 | 44.64 | 0 | 0 | 0 | 0 | 0 | 323.7136 | 919.8863 | 1618.5682 | 1672.5205 | 1338.0164 | 728.3557 | 334.5041 | 0 | 0 | 925.56 | 6935.5648 | 3.2555
995 | AC system | Condenser fan | R-AHU5 | Cooling 1 | 0.6666666666666670 | [5 empty] | 0.6666666666666670 | 0.75 | 0.75 | 0.7 | 0.49733 |  | 0.3 | All Day | 24.0 | 0 | 0 | 0 | 43.2 | 122.76 | 216 | 223.2 | 178.56 | 97.2 | 44.64 | 0 | 0 | 0 | 0 | 0 | 21.4848 | 61.0526 | 107.424 | 111.0048 | 88.8038 | 48.3408 | 22.201 | 0 | 0 | 925.56 | 460.3118 | 0.21607
996 | AC system | Compressor | R-AHU6 | Cooling 1 |  |  | 3 |  | 575.0 | 7.9 | 10.546703476382900 | 1 | 0.89338 | 0.78375 | 6.1664 |  | 0.3 | All Day | 24.0 | 0 | 0 | 0 | 43.2 | 122.76 | 216 | 223.2 | 178.56 | 97.2 | 44.64 | 0 | 0 | 0 | 0 | 0 | 266.3894 | 756.9897 | 1331.9468 | 1376.345 | 1101.076 | 599.376 | 275.269 | 0 | 0 | 925.56 | 5707.3919 | 2.679
997 | AC system | Compressor | R-AHU7 | Cooling 1 |  |  | 3 | 8.8 | 575.0 |  | 11.74822665723660 | 1 | 0.89338 | 0.78375 | 6.8689 |  | 0.3 | All Day | 24.0 | 0 | 0 | 0 | 43.2 | 122.76 | 216 | 223.2 | 178.56 | 97.2 | 44.64 | 0 | 0 | 0 | 0 | 0 | 296.7375 | 843.2291 | 1483.6875 | 1533.1438 | 1226.515 | 667.6594 | 306.6288 | 0 | 0 | 925.56 | 6357.6011 | 2.9842
998 | AC system | Condensing Unit - Compressor | PLN M5.7 | Cooling 3 |  |  | 1 | 12.8 | 208.0 |  | 3.568900804289540 | 0.75 | 0.75 | 0.845 | 1.6873 |  | 0.1 | All Day | 24.0 | 10.4902 | 9.4805 | 10.7263 | 21.8785 | 49.5577 | 69.4018 | 81.84 | 74.3206 | 36.2335 | 20.6097 | 12.0635 | 10.5357 | 17.7 | 15.9965 | 18.0984 | 36.9155 | 83.6185 | 117.1013 | 138.0883 | 125.4008 | 61.1366 | 34.7746 | 20.3548 | 17.7768 | 407.138 | 686.9622 | 0.079548
999 | AC system | Condensing Unit - Compressor | PLN M2.4 | Cooling 3 |  |  | 1 | 19.9 | 208.0 |  | 5.548525469168900 | 0.75 | 0.75 | 0.905 | 2.8095 |  | 0.1 | All Day | 24.0 | 10.4902 | 9.4805 | 10.7263 | 21.8785 | 49.5577 | 69.4018 | 81.84 | 74.3206 | 36.2335 | 20.6097 | 12.0635 | 10.5357 | 29.4719 | 26.6354 | 30.1353 | 61.4673 | 139.2315 | 194.983 | 229.928 | 208.8023 | 101.7973 | 57.9025 | 33.8923 | 29.5998 | 407.138 | 1143.8468 | 0.13245
1000 | Ventilation | Supply Fan | FCU-301 | University |  |  | 3 |  | 480.0 | 3.1 | 3.4548144794403300 | 0.75 | 0.86 | 0.71525 | 1.8434 |  | 1 | FCU-301 | 14.571428571428600 | 406.5429 | 408 | 451.7143 | 437.1429 | 406.5429 | 393.4286 | 361.3714 | 361.3714 | 437.1429 | 451.7143 | 437.1429 | 451.7143 | 749.4243 | 752.1104 | 832.6936 | 805.8326 | 749.4243 | 725.2493 | 666.1549 | 666.1549 | 805.8326 | 832.6936 | 805.8326 | 832.6936 | 5003.8286 | 9224.0967 | 1.0229
1001 | Ventilation | Supply Fan | FCU-301 | University |  |  | 3 |  | 480.0 | 3.1 | 3.4548144794403300 | 0.75 | 0.86 | 0.71525 | 1.8434 |  | 1 | FCU-301 | 14.571428571428600 | 406.5429 | 408 | 451.7143 | 437.1429 | 406.5429 | 393.4286 | 361.3714 | 361.3714 | 437.1429 | 451.7143 | 437.1429 | 451.7143 | 749.4243 | 752.1104 | 832.6936 | 805.8326 | 749.4243 | 725.2493 | 666.1549 | 666.1549 | 805.8326 | 832.6936 | 805.8326 | 832.6936 | 5003.8286 | 9224.0967 | 0.9981
1002 | AC system | Compressor | AC-1 | Cooling 1 |  |  | 3 |  | 208.0 | 6 | 2.8975863375951200 | 0.75 | 0.845 | 0.702 | 1.5174 |  | 0.2 | All Day | 24.0 | 0 | 0 | 0 | 28.8 | 59.52 | 57.6 | 133.92 | 148.8 | 144 | 74.4 | 28.8 | 0 | 0 | 0 | 0 | 43.7024 | 90.3182 | 87.4047 | 203.2159 | 225.7955 | 218.5118 | 112.8977 | 43.7024 | 0 | 675.84 | 1025.5485 | 0.079499
1003 | AC system | Compressor | AC-2 | Cooling 1 |  |  | 3 |  | 208.0 | 6 | 2.8975863375951200 | 0.75 | 0.845 | 0.702 | 1.5174 |  | 0.2 | All Day | 24.0 | 0 | 0 | 0 | 28.8 | 59.52 | 57.6 | 133.92 | 148.8 | 144 | 74.4 | 28.8 | 0 | 0 | 0 | 0 | 43.7024 | 90.3182 | 87.4047 | 203.2159 | 225.7955 | 218.5118 | 112.8977 | 43.7024 | 0 | 675.84 | 1025.5485 | 0.079499
1004 | AC system | Compressor | AC-3 | Cooling 1 |  |  | 3 |  | 208.0 | 6 | 2.8975863375951200 | 0.75 | 0.845 | 0.702 | 1.5174 |  | 0.2 | All Day | 24.0 | 0 | 0 | 0 | 28.8 | 59.52 | 57.6 | 133.92 | 148.8 | 144 | 74.4 | 28.8 | 0 | 0 | 0 | 0 | 43.7024 | 90.3182 | 87.4047 | 203.2159 | 225.7955 | 218.5118 | 112.8977 | 43.7024 | 0 | 675.84 | 1025.5485 | 0.079499
1005 | AC system | Compressor | RTU-1 | Cooling 1 |  |  | 3 | 7.2 | 600.0 |  | 10.030106553213900 | 0.75 | 0.89338 | 0.78375 | 4.3983 |  | 0.2 | All Day | 24.0 | 0 | 0 | 0 | 28.8 | 59.52 | 57.6 | 133.92 | 148.8 | 144 | 74.4 | 28.8 | 0 | 0 | 0 | 0 | 126.6706 | 261.7858 | 253.3411 | 589.0181 | 654.4645 | 633.3528 | 327.2323 | 126.6706 | 0 | 675.84 | 2972.5357 | 0.23043
1006 | AC system | Compressor | RTU-2 | Cooling 1 |  |  | 3 | 7.2 | 600.0 |  | 10.030106553213900 | 0.75 | 0.89338 | 0.78375 | 4.3983 |  | 0.2 | All Day | 24.0 | 0 | 0 | 0 | 28.8 | 59.52 | 57.6 | 133.92 | 148.8 | 144 | 74.4 | 28.8 | 0 | 0 | 0 | 0 | 126.6706 | 261.7858 | 253.3411 | 589.0181 | 654.4645 | 633.3528 | 327.2323 | 126.6706 | 0 | 675.84 | 2972.5357 | 0.23043
1007 | AC system | Compressor | RTU-3 | Cooling 1 |  |  | 3 | 7.2 | 600.0 |  | 10.030106553213900 | 0.75 | 0.89338 | 0.78375 | 4.3983 |  | 0.2 | All Day | 24.0 | 0 | 0 | 0 | 28.8 | 59.52 | 57.6 | 133.92 | 148.8 | 144 | 74.4 | 28.8 | 0 | 0 | 0 | 0 | 126.6706 | 261.7858 | 253.3411 | 589.0181 | 654.4645 | 633.3528 | 327.2323 | 126.6706 | 0 | 675.84 | 2972.5357 | 0.23043
1008 | AC system | Compressor | RTU-4 | Cooling 1 |  |  | 3 | 7.2 | 600.0 |  | 10.030106553213900 | 0.75 | 0.89338 | 0.78375 | 4.3983 |  | 0.2 | All Day | 24.0 | 0 | 0 | 0 | 28.8 | 59.52 | 57.6 | 133.92 | 148.8 | 144 | 74.4 | 28.8 | 0 | 0 | 0 | 0 | 126.6706 | 261.7858 | 253.3411 | 589.0181 | 654.4645 | 633.3528 | 327.2323 | 126.6706 | 0 | 675.84 | 2972.5357 | 0.23043
1009 | AC system | Compressor | RTU-5 | Cooling 1 |  |  | 3 | 7.2 | 600.0 |  | 10.030106553213900 | 0.75 | 0.89338 | 0.78375 | 4.3983 |  | 0.2 | All Day | 24.0 | 0 | 0 | 0 | 28.8 | 59.52 | 57.6 | 133.92 | 148.8 | 144 | 74.4 | 28.8 | 0 | 0 | 0 | 0 | 126.6706 | 261.7858 | 253.3411 | 589.0181 | 654.4645 | 633.3528 | 327.2323 | 126.6706 | 0 | 675.84 | 2972.5357 | 0.23043
1010 | AC system | Compressor |  | Cooling 1 |  |  | 3 | 17.3 | 208.0 |  | 8.35470727339926 | 0.75 | 0.8825 | 0.7645 | 3.5736 |  | 0.2 | All Day | 24.0 | 0 | 0 | 0 | 72 | 0 | 43.2 | 148.8 | 133.92 | 72 | 0 | 0 | 0 | 0 | 0 | 0 | 257.3009 | 0 | 154.3805 | 531.7552 | 478.5797 | 257.3009 | 0 | 0 | 0 | 469.92 | 1679.3172 | 1.2478
1011 | Electric heating | Electric Duct Heater |  | Heating 1 |  | 4 |  |  |  |  | 5.361930294906170 | 0.75 | 0.87 | 0.758 | 4 |  | 0.35 | All Day | 24.0 | 234.36 | 211.68 | 221.34 | 201.6 | 104.16 | 50.4 | 13.02 | 13.02 | 50.4 | 156.24 | 201.6 | 234.36 | 937.44 | 846.72 | 885.36 | 806.4 | 416.64 | 201.6 | 52.08 | 52.08 | 201.6 | 624.96 | 806.4 | 937.44 | 1692.18 | 6768.72 | 6.1014
1012 | Electric heating | Electric Duct Heater |  | Heating 1 |  | 4 |  |  |  |  | 5.361930294906170 | 0.75 | 0.87 | 0.758 | 4 |  | 0.35 | All Day | 24.0 | 234.36 | 211.68 | 221.34 | 201.6 | 104.16 | 50.4 | 13.02 | 13.02 | 50.4 | 156.24 | 201.6 | 234.36 | 937.44 | 846.72 | 885.36 | 806.4 | 416.64 | 201.6 | 52.08 | 52.08 | 201.6 | 624.96 | 806.4 | 937.44 | 1692.18 | 6768.72 | 6.1014
1013 | Electric heating | Electric Duct Heater |  | Heating 1 |  | 4 |  |  |  |  | 5.361930294906170 | 0.75 | 0.87 | 0.758 | 4 |  | 0.35 | All Day | 24.0 | 234.36 | 211.68 | 221.34 | 201.6 | 104.16 | 50.4 | 13.02 | 13.02 | 50.4 | 156.24 | 201.6 | 234.36 | 937.44 | 846.72 | 885.36 | 806.4 | 416.64 | 201.6 | 52.08 | 52.08 | 201.6 | 624.96 | 806.4 | 937.44 | 1692.18 | 6768.72 | 6.1014
1014 | Electric heating | Electric Duct Heater |  | Heating 1 |  | 4 |  |  |  |  | 5.361930294906170 | 0.75 | 0.87 | 0.758 | 4 |  | 0.35 | All Day | 24.0 | 234.36 | 211.68 | 221.34 | 201.6 | 104.16 | 50.4 | 13.02 | 13.02 | 50.4 | 156.24 | 201.6 | 234.36 | 937.44 | 846.72 | 885.36 | 806.4 | 416.64 | 201.6 | 52.08 | 52.08 | 201.6 | 624.96 | 806.4 | 937.44 | 1692.18 | 6768.72 | 6.1014
1015 | Electric heating | Electric Duct Heater |  | Heating 1 |  | 4 |  |  |  |  | 5.361930294906170 | 0.75 | 0.87 | 0.758 | 4 |  | 0.35 | All Day | 24.0 | 234.36 | 211.68 | 221.34 | 201.6 | 104.16 | 50.4 | 13.02 | 13.02 | 50.4 | 156.24 | 201.6 | 234.36 | 937.44 | 846.72 | 885.36 | 806.4 | 416.64 | 201.6 | 52.08 | 52.08 | 201.6 | 624.96 | 806.4 | 937.44 | 1692.18 | 6768.72 | 6.1014
1016 | Electric heating | Electric Duct Heater |  | Heating 1 |  | 4 |  |  |  |  | 5.361930294906170 | 0.75 | 0.87 | 0.758 | 4 |  | 0.35 | All Day | 24.0 | 234.36 | 211.68 | 221.34 | 201.6 | 104.16 | 50.4 | 13.02 | 13.02 | 50.4 | 156.24 | 201.6 | 234.36 | 937.44 | 846.72 | 885.36 | 806.4 | 416.64 | 201.6 | 52.08 | 52.08 | 201.6 | 624.96 | 806.4 | 937.44 | 1692.18 | 6768.72 | 6.1014
1017 | AC system | Compressor | RTU-1 | Motion |  |  | 3 | 16 | 167.0 |  | 6.203806645876730 | 0.75 | 0.87 | 0.758 | 2.631 |  | 0.2 | All Day | 24 | 148.8 | 134.4 | 74.4 | 129.6 | 148.8 | 144 | 133.92 | 104.16 | 72 | 44.64 | 28.8 | 104.16 | 391.4988 | 353.6119 | 195.7494 | 340.9829 | 391.4988 | 378.8698 | 352.349 | 274.0492 | 189.4349 | 117.4497 | 75.774 | 274.0492 | 1267.68 | 3335.3176 | 1.2472
1018 | AC system | Compressor | RTU-2 | Motion |  |  | 3 | 16 | 167.0 |  | 6.203806645876730 | 0.75 | 0.87 | 0.758 | 2.631 |  | 0.2 | All Day | 24 | 148.8 | 134.4 | 74.4 | 129.6 | 148.8 | 144 | 133.92 | 104.16 | 72 | 44.64 | 28.8 | 104.16 | 391.4988 | 353.6119 | 195.7494 | 340.9829 | 391.4988 | 378.8698 | 352.349 | 274.0492 | 189.4349 | 117.4497 | 75.774 | 274.0492 | 1267.68 | 3335.3176 | 1.2472
1019 | Heat pump | Compressor | RTU-1 | Motion |  |  | 3 | 16 | 167.0 |  | 6.203806645876730 | 0.75 | 0.87 | 0.758 | 2.631 |  | 0.2 | All Day | 24 | 148.8 | 134.4 | 74.4 | 129.6 | 148.8 | 144 | 133.92 | 104.16 | 72 | 44.64 | 28.8 | 104.16 | 391.4988 | 353.6119 | 195.7494 | 340.9829 | 391.4988 | 378.8698 | 352.349 | 274.0492 | 189.4349 | 117.4497 | 75.774 | 274.0492 | 1267.68 | 3335.3176 | 1.2472
1020 | Pump | HD HW Pump | P-B04B | Heating 1 | 0.167 | [5 empty] | 0.167 | 0.75 | 0.75 | 0.7 | 0.12458 |  | 1 | AHU-206/B04 | 21.69795918367350 | 672.6367 | 607.5429 | 504.4776 | 325.4694 | 269.0547 | 130.1878 | 16.8159 | 16.8159 | 16.2735 | 134.5273 | 260.3755 | 470.8457 | 83.7984 | 75.6889 | 62.8488 | 40.5476 | 33.5194 | 16.2191 | 2.095 | 2.095 | 2.0274 | 16.7597 | 32.4381 | 58.6589 | 3425.0229 | 426.6962 | 0.0085393
1021 | AC system | Chiller Compressor |  | Cooling 1 |  |  | 3 | 185 | 575.0 |  | 246.97976495327000 | 0.75 | 0.94588 | 0.835 | 115.3846 |  | 0.5 | Floor Fans | 8.928571428571430 | 0 | 0 | 1.3839 | 13.3929 | 69.1964 | 133.9286 | 138.3929 | 138.3929 | 66.9643 | 1.3839 | 0 | 0 | 0 | 0 | 159.6841 | 1545.3298 | 7984.2039 | 15453.2979 | 15968.4078 | 15968.4078 | 7726.6489 | 159.6841 | 0 | 0 | 563.0357 | 64965.6642 | 13.9948
1022 | AC system | Chiller Compressor |  | Cooling 1 |  |  | 3 | 185 | 575.0 |  | 246.97976495327000 | 0.75 | 0.94588 | 0.835 | 115.3846 |  | 0.5 | Floor Fans | 8.928571428571430 | 0 | 0 | 1.3839 | 13.3929 | 69.1964 | 133.9286 | 138.3929 | 138.3929 | 66.9643 | 1.3839 | 0 | 0 | 0 | 0 | 159.6841 | 1545.3298 | 7984.2039 | 15453.2979 | 15968.4078 | 15968.4078 | 7726.6489 | 159.6841 | 0 | 0 | 563.0357 | 64965.6642 | 14.094
1023 | AC system | Chiller Compressor |  | Cooling 1 |  |  | 3 | 185 | 575.0 |  | 246.97976495327000 | 0.75 | 0.94588 | 0.835 | 115.3846 |  | 0.5 | Floor Fans | 8.928571428571430 | 0 | 0 | 1.3839 | 13.3929 | 69.1964 | 133.9286 | 138.3929 | 138.3929 | 66.9643 | 1.3839 | 0 | 0 | 0 | 0 | 159.6841 | 1545.3298 | 7984.2039 | 15453.2979 | 15968.4078 | 15968.4078 | 7726.6489 | 159.6841 | 0 | 0 | 563.0357 | 64965.6642 | 13.9948
1024 | AC system | Chiller Compressor |  | Cooling 1 |  |  | 3 | 185 | 575.0 |  | 246.97976495327000 | 0.75 | 0.94588 | 0.835 | 115.3846 |  | 0.5 | Floor Fans | 8.928571428571430 | 0 | 0 | 1.3839 | 13.3929 | 69.1964 | 133.9286 | 138.3929 | 138.3929 | 66.9643 | 1.3839 | 0 | 0 | 0 | 0 | 159.6841 | 1545.3298 | 7984.2039 | 15453.2979 | 15968.4078 | 15968.4078 | 7726.6489 | 159.6841 | 0 | 0 | 563.0357 | 64965.6642 | 14.094
1025 | AC system | Compressor | CH1 | Cooling 1 |  | 126 |  |  |  |  | 168.90080428954400 | 0.75 | 0.9435 | 0.82175 | 100.159 |  | 0.55 | All Day | 24.0 | 0 | 0 | 0 | 158.4 | 245.52 | 324.7337 | 409.2 | 397.1974 | 325.0203 | 163.68 | 39.6 | 0 | 0 | 0 | 0 | 15865.1828 | 24591.0334 | 32524.9978 | 40985.0556 | 39782.8846 | 32553.7055 | 16394.0223 | 3966.2957 | 0 | 2063.3514 | 206663.1777 | 20.0803
1026 | AC system | Cooling Tower | CT1 | Cooling 1 |  |  | 3 |  | 575.0 | 14 | 18.69036059105830 | 0.75 | 0.90012 | 0.7965 | 11.1056 | 0.9 | 0.55 | All Day | 24.0 | 0 | 0 | 0 | 158.4 | 245.52 | 324.7337 | 409.2 | 397.1974 | 325.0203 | 163.68 | 39.6 | 0 | 0 | 0 | 0 | 1424.8938 | 2208.5853 | 2921.1555 | 3680.9755 | 3573.0054 | 2923.7338 | 1472.3902 | 356.2234 | 0 | 2063.3514 | 18560.963 | 1.8035
1027 | Heat pump | Compressor | HPU-01 | Heat Pump |  |  | 3 | 19.3 | 208.0 |  | 9.320569385930970 | 0.75 | 0.8825 | 0.7645 | 3.9868 |  | 0.45 | All Day | 24.0 | 334.8 | 302.4 | 334.8 | 324 | 200.88 | 291.6 | 301.32 | 301.32 | 129.6 | 234.36 | 324 | 167.4 | 1334.767 | 1205.596 | 1334.767 | 1291.71 | 800.8602 | 1162.539 | 1201.2903 | 1201.2903 | 516.684 | 934.3369 | 1291.71 | 667.3835 | 3246.48 | 12942.9346 | 0.66473
1028 | Heat pump | Compressor | HPU-02 | Heat Pump |  |  | 3 | 19.3 | 208.0 |  | 9.320569385930970 | 0.75 | 0.8825 | 0.7645 | 3.9868 |  | 0.45 | All Day | 24.0 | 334.8 | 302.4 | 334.8 | 324 | 200.88 | 291.6 | 301.32 | 301.32 | 129.6 | 234.36 | 324 | 167.4 | 1334.767 | 1205.596 | 1334.767 | 1291.71 | 800.8602 | 1162.539 | 1201.2903 | 1201.2903 | 516.684 | 934.3369 | 1291.71 | 667.3835 | 3246.48 | 12942.9346 | 0.66473
1029 | Heat pump | Compressor | HPU-03 | Heat Pump |  |  | 3 | 19.3 | 208.0 |  | 9.320569385930970 | 0.75 | 0.8825 | 0.7645 | 3.9868 |  | 0.45 | All Day | 24.0 | 334.8 | 302.4 | 334.8 | 324 | 200.88 | 291.6 | 301.32 | 301.32 | 129.6 | 234.36 | 324 | 167.4 | 1334.767 | 1205.596 | 1334.767 | 1291.71 | 800.8602 | 1162.539 | 1201.2903 | 1201.2903 | 516.684 | 934.3369 | 1291.71 | 667.3835 | 3246.48 | 12942.9346 | 0.66473
1030 | Heat pump | Compressor | HPU-04 | Heat Pump |  |  | 3 | 19.3 | 208.0 |  | 9.320569385930970 | 0.75 | 0.8825 | 0.7645 | 3.9868 |  | 0.45 | All Day | 24.0 | 334.8 | 302.4 | 334.8 | 324 | 200.88 | 291.6 | 301.32 | 301.32 | 129.6 | 234.36 | 324 | 167.4 | 1334.767 | 1205.596 | 1334.767 | 1291.71 | 800.8602 | 1162.539 | 1201.2903 | 1201.2903 | 516.684 | 934.3369 | 1291.71 | 667.3835 | 3246.48 | 12942.9346 | 0.66473
1031 | Heat pump | Compressor | HPU-05 | Heat Pump |  |  | 3 | 10 | 208.0 |  | 4.829310562658530 | 0.75 | 0.86 | 0.71525 | 1.9326 |  | 0.45 | All Day | 24.0 | 334.8 | 302.4 | 334.8 | 324 | 200.88 | 291.6 | 301.32 | 301.32 | 129.6 | 234.36 | 324 | 167.4 | 647.0361 | 584.4197 | 647.0361 | 626.164 | 388.2217 | 563.5476 | 582.3325 | 582.3325 | 250.4656 | 452.9253 | 626.164 | 323.5181 | 3246.48 | 6274.1634 | 0.32223
1032 | Heat pump | Compressor | HPU-05 | Heat Pump |  |  | 3 | 10 | 208.0 |  | 4.829310562658530 | 0.75 | 0.86 | 0.71525 | 1.9326 |  | 0.45 | All Day | 24.0 | 334.8 | 302.4 | 334.8 | 324 | 200.88 | 291.6 | 301.32 | 301.32 | 129.6 | 234.36 | 324 | 167.4 | 647.0361 | 584.4197 | 647.0361 | 626.164 | 388.2217 | 563.5476 | 582.3325 | 582.3325 | 250.4656 | 452.9253 | 626.164 | 323.5181 | 3246.48 | 6274.1634 | 0.32223
1033 | Heat pump | Compressor | HPU-0101 | Heat Pump |  |  | 3 | 19.3 | 208.0 |  | 9.320569385930970 | 0.75 | 0.8825 | 0.7645 | 3.9868 |  | 0.45 | All Day | 24.0 | 334.8 | 302.4 | 334.8 | 324 | 200.88 | 291.6 | 301.32 | 301.32 | 129.6 | 234.36 | 324 | 167.4 | 1334.767 | 1205.596 | 1334.767 | 1291.71 | 800.8602 | 1162.539 | 1201.2903 | 1201.2903 | 516.684 | 934.3369 | 1291.71 | 667.3835 | 3246.48 | 12942.9346 | 0.66473
1034 | Heat pump | Compressor | HPU-0102 | Heat Pump |  |  | 3 | 10 | 208.0 |  | 4.829310562658530 | 0.75 | 0.86 | 0.71525 | 1.9326 |  | 0.45 | All Day | 24.0 | 334.8 | 302.4 | 334.8 | 324 | 200.88 | 291.6 | 301.32 | 301.32 | 129.6 | 234.36 | 324 | 167.4 | 647.0361 | 584.4197 | 647.0361 | 626.164 | 388.2217 | 563.5476 | 582.3325 | 582.3325 | 250.4656 | 452.9253 | 626.164 | 323.5181 | 3246.48 | 6274.1634 | 0.32223
1035 | Heat pump | Compressor | HPU-0102 | Heat Pump |  |  | 3 | 10 | 208.0 |  | 4.829310562658530 | 0.75 | 0.86 | 0.71525 | 1.9326 |  | 0.45 | All Day | 24.0 | 334.8 | 302.4 | 334.8 | 324 | 200.88 | 291.6 | 301.32 | 301.32 | 129.6 | 234.36 | 324 | 167.4 | 647.0361 | 584.4197 | 647.0361 | 626.164 | 388.2217 | 563.5476 | 582.3325 | 582.3325 | 250.4656 | 452.9253 | 626.164 | 323.5181 | 3246.48 | 6274.1634 | 0.32223
1036 | Heat pump | Compressor | HPU-0103 | Heat Pump |  |  | 3 | 19.3 | 208.0 |  | 9.320569385930970 | 0.75 | 0.8825 | 0.7645 | 3.9868 |  | 0.45 | All Day | 24.0 | 334.8 | 302.4 | 334.8 | 324 | 200.88 | 291.6 | 301.32 | 301.32 | 129.6 | 234.36 | 324 | 167.4 | 1334.767 | 1205.596 | 1334.767 | 1291.71 | 800.8602 | 1162.539 | 1201.2903 | 1201.2903 | 516.684 | 934.3369 | 1291.71 | 667.3835 | 3246.48 | 12942.9346 | 0.66473
1037 | Heat pump | Compressor | HPU-0104 | Heat Pump |  |  | 3 | 10 | 208.0 |  | 4.829310562658530 | 0.75 | 0.86 | 0.71525 | 1.9326 |  | 0.45 | All Day | 24.0 | 334.8 | 302.4 | 334.8 | 324 | 200.88 | 291.6 | 301.32 | 301.32 | 129.6 | 234.36 | 324 | 167.4 | 647.0361 | 584.4197 | 647.0361 | 626.164 | 388.2217 | 563.5476 | 582.3325 | 582.3325 | 250.4656 | 452.9253 | 626.164 | 323.5181 | 3246.48 | 6274.1634 | 0.32223
1038 | Heat pump | Compressor | HPU-0104 | Heat Pump |  |  | 3 | 10 | 208.0 |  | 4.829310562658530 | 0.75 | 0.86 | 0.71525 | 1.9326 |  | 0.45 | All Day | 24.0 | 334.8 | 302.4 | 334.8 | 324 | 200.88 | 291.6 | 301.32 | 301.32 | 129.6 | 234.36 | 324 | 167.4 | 647.0361 | 584.4197 | 647.0361 | 626.164 | 388.2217 | 563.5476 | 582.3325 | 582.3325 | 250.4656 | 452.9253 | 626.164 | 323.5181 | 3246.48 | 6274.1634 | 0.32223
1039 | Heat pump | Compressor | HPU-0105 | Heat Pump |  |  | 3 | 19.3 | 208.0 |  | 9.320569385930970 | 0.75 | 0.8825 | 0.7645 | 3.9868 |  | 0.45 | All Day | 24.0 | 334.8 | 302.4 | 334.8 | 324 | 200.88 | 291.6 | 301.32 | 301.32 | 129.6 | 234.36 | 324 | 167.4 | 1334.767 | 1205.596 | 1334.767 | 1291.71 | 800.8602 | 1162.539 | 1201.2903 | 1201.2903 | 516.684 | 934.3369 | 1291.71 | 667.3835 | 3246.48 | 12942.9346 | 0.66473
1040 | Heat pump | Compressor | HPU-0106 | Heat Pump |  |  | 3 | 19.3 | 208.0 |  | 9.320569385930970 | 0.75 | 0.8825 | 0.7645 | 3.9868 |  | 0.45 | All Day | 24.0 | 334.8 | 302.4 | 334.8 | 324 | 200.88 | 291.6 | 301.32 | 301.32 | 129.6 | 234.36 | 324 | 167.4 | 1334.767 | 1205.596 | 1334.767 | 1291.71 | 800.8602 | 1162.539 | 1201.2903 | 1201.2903 | 516.684 | 934.3369 | 1291.71 | 667.3835 | 3246.48 | 12942.9346 | 0.66473
1041 | Heat pump | Compressor | HPU-0401 | Heat Pump |  |  | 3 | 19.3 | 208.0 |  | 9.320569385930970 | 0.75 | 0.8825 | 0.7645 | 3.9868 |  | 0.45 | All Day | 24.0 | 334.8 | 302.4 | 334.8 | 324 | 200.88 | 291.6 | 301.32 | 301.32 | 129.6 | 234.36 | 324 | 167.4 | 1334.767 | 1205.596 | 1334.767 | 1291.71 | 800.8602 | 1162.539 | 1201.2903 | 1201.2903 | 516.684 | 934.3369 | 1291.71 | 667.3835 | 3246.48 | 12942.9346 | 0.66473
1042 | Heat pump | Compressor | HPU-0402 | Heat Pump |  |  | 3 | 19.3 | 208.0 |  | 9.320569385930970 | 0.75 | 0.8825 | 0.7645 | 3.9868 |  | 0.45 | All Day | 24.0 | 334.8 | 302.4 | 334.8 | 324 | 200.88 | 291.6 | 301.32 | 301.32 | 129.6 | 234.36 | 324 | 167.4 | 1334.767 | 1205.596 | 1334.767 | 1291.71 | 800.8602 | 1162.539 | 1201.2903 | 1201.2903 | 516.684 | 934.3369 | 1291.71 | 667.3835 | 3246.48 | 12942.9346 | 0.66473
1043 | Heat pump | Compressor | HPU-0201 | Heat Pump |  |  | 3 | 10 | 208.0 |  | 4.829310562658530 | 0.75 | 0.86 | 0.71525 | 1.9326 |  | 0.45 | All Day | 24.0 | 334.8 | 302.4 | 334.8 | 324 | 200.88 | 291.6 | 301.32 | 301.32 | 129.6 | 234.36 | 324 | 167.4 | 647.0361 | 584.4197 | 647.0361 | 626.164 | 388.2217 | 563.5476 | 582.3325 | 582.3325 | 250.4656 | 452.9253 | 626.164 | 323.5181 | 3246.48 | 6274.1634 | 0.32223
1044 | Heat pump | Compressor | HPU-0201 | Heat Pump |  |  | 3 | 10 | 208.0 |  | 4.829310562658530 | 0.75 | 0.86 | 0.71525 | 1.9326 |  | 0.45 | All Day | 24.0 | 334.8 | 302.4 | 334.8 | 324 | 200.88 | 291.6 | 301.32 | 301.32 | 129.6 | 234.36 | 324 | 167.4 | 647.0361 | 584.4197 | 647.0361 | 626.164 | 388.2217 | 563.5476 | 582.3325 | 582.3325 | 250.4656 | 452.9253 | 626.164 | 323.5181 | 3246.48 | 6274.1634 | 0.32223
1045 | Heat pump | Compressor | HPU-0501 | Heat Pump |  |  | 3 | 19.3 | 208.0 |  | 9.320569385930970 | 0.75 | 0.8825 | 0.7645 | 3.9868 |  | 0.45 | All Day | 24.0 | 334.8 | 302.4 | 334.8 | 324 | 200.88 | 291.6 | 301.32 | 301.32 | 129.6 | 234.36 | 324 | 167.4 | 1334.767 | 1205.596 | 1334.767 | 1291.71 | 800.8602 | 1162.539 | 1201.2903 | 1201.2903 | 516.684 | 934.3369 | 1291.71 | 667.3835 | 3246.48 | 12942.9346 | 0.66473
1046 | Heat pump | Compressor | HPU-R-01 | Heat Pump |  | 56 |  |  |  |  | 75.06702412868630 | 0.75 | 0.935 | 0.828 | 44.9198 |  | 0.45 | All Day | 24.0 | 334.8 | 302.4 | 334.8 | 324 | 200.88 | 291.6 | 301.32 | 301.32 | 129.6 | 234.36 | 324 | 167.4 | 15039.1444 | 13583.7433 | 15039.1444 | 14554.0107 | 9023.4866 | 13098.6096 | 13535.2299 | 13535.2299 | 5821.6043 | 10527.4011 | 14554.0107 | 7519.5722 | 3246.48 | 145831.1872 | 7.4897
1047 | Heat pump | Compressor | HPU-R-02 | Heat Pump |  | 57 |  |  |  |  | 76.40750670241290 | 0.75 | 0.935 | 0.828 | 45.7219 |  | 0.45 | All Day | 24.0 | 334.8 | 302.4 | 334.8 | 324 | 200.88 | 291.6 | 301.32 | 301.32 | 129.6 | 234.36 | 324 | 167.4 | 15307.7005 | 13826.3102 | 15307.7005 | 14813.9037 | 9184.6203 | 13332.5134 | 13776.9305 | 13776.9305 | 5925.5615 | 10715.3904 | 14813.9037 | 7653.8503 | 3246.48 | 148435.3155 | 7.6234
1048 | Heat pump | Water to Water Heat Pump | HP-1 | Heat Pump |  |  | 3 | 20 | 208.0 |  | 9.658621125 | 0.75 | 0.8825 | 0.7645 | 4.1314 |  | 0.4 | All Day | 24.0 | 297.6 | 268.8 | 208.32 | 172.8 | 74.4 | 57.6 | 89.28 | 89.28 | 115.2 | 133.92 | 187.2 | 267.84 | 1229.4918 | 1110.5087 | 860.6443 | 713.8985 | 307.373 | 237.9662 | 368.8475 | 368.8475 | 475.9323 | 553.2713 | 773.39 | 1106.5426 | 1962.24 | 8106.7137 | 3.9526
1049 | Heat pump | Water to Water Heat Pump | HP-2 | Heat Pump |  |  | 3 | 20 | 208.0 |  | 9.658621125 | 0.75 | 0.8825 | 0.7645 | 4.1314 |  | 0.4 | All Day | 24.0 | 297.6 | 268.8 | 208.32 | 172.8 | 74.4 | 57.6 | 89.28 | 89.28 | 115.2 | 133.92 | 187.2 | 267.84 | 1229.4918 | 1110.5087 | 860.6443 | 713.8985 | 307.373 | 237.9662 | 368.8475 | 368.8475 | 475.9323 | 553.2713 | 773.39 | 1106.5426 | 1962.24 | 8106.7137 | 3.9526
1050 | Heat pump | Water to Water Heat Pump | HP-3 | Heat Pump |  |  | 3 | 20 | 208.0 |  | 9.658621125 | 0.75 | 0.8825 | 0.7645 | 4.1314 |  | 0.4 | All Day | 24.0 | 297.6 | 268.8 | 208.32 | 172.8 | 74.4 | 57.6 | 89.28 | 89.28 | 115.2 | 133.92 | 187.2 | 267.84 | 1229.4918 | 1110.5087 | 860.6443 | 713.8985 | 307.373 | 237.9662 | 368.8475 | 368.8475 | 475.9323 | 553.2713 | 773.39 | 1106.5426 | 1962.24 | 8106.7137 | 3.9526
1051 | Heat pump | Water to Water Heat Pump | HP-4 | Heat Pump |  |  | 3 | 20 | 208.0 |  | 9.658621125 | 0.75 | 0.8825 | 0.7645 | 4.1314 |  | 0.4 | All Day | 24.0 | 297.6 | 268.8 | 208.32 | 172.8 | 74.4 | 57.6 | 89.28 | 89.28 | 115.2 | 133.92 | 187.2 | 267.84 | 1229.4918 | 1110.5087 | 860.6443 | 713.8985 | 307.373 | 237.9662 | 368.8475 | 368.8475 | 475.9323 | 553.2713 | 773.39 | 1106.5426 | 1962.24 | 8106.7137 | 3.9526
1052 | Heat pump | Water to Water Heat Pump | HP-5 | Heat Pump |  |  | 3 | 20 | 208.0 |  | 9.658621125 | 0.75 | 0.8825 | 0.7645 | 4.1314 |  | 0.4 | All Day | 24.0 | 297.6 | 268.8 | 208.32 | 172.8 | 74.4 | 57.6 | 89.28 | 89.28 | 115.2 | 133.92 | 187.2 | 267.84 | 1229.4918 | 1110.5087 | 860.6443 | 713.8985 | 307.373 | 237.9662 | 368.8475 | 368.8475 | 475.9323 | 553.2713 | 773.39 | 1106.5426 | 1962.24 | 8106.7137 | 3.9526
1053 | Heat pump | Water to Water Heat Pump | HP-6 | Heat Pump |  |  | 3 | 20 | 208.0 |  | 9.658621125 | 0.75 | 0.8825 | 0.7645 | 4.1314 |  | 0.4 | All Day | 24.0 | 297.6 | 268.8 | 208.32 | 172.8 | 74.4 | 57.6 | 89.28 | 89.28 | 115.2 | 133.92 | 187.2 | 267.84 | 1229.4918 | 1110.5087 | 860.6443 | 713.8985 | 307.373 | 237.9662 | 368.8475 | 368.8475 | 475.9323 | 553.2713 | 773.39 | 1106.5426 | 1962.24 | 8106.7137 | 3.9526
1054 | Heat pump | Water to Water Heat Pump | HP-7 | Heat Pump |  |  | 3 | 20 | 208.0 |  | 9.658621125 | 0.75 | 0.8825 | 0.7645 | 4.1314 |  | 0.4 | All Day | 24.0 | 297.6 | 268.8 | 208.32 | 172.8 | 74.4 | 57.6 | 89.28 | 89.28 | 115.2 | 133.92 | 187.2 | 267.84 | 1229.4918 | 1110.5087 | 860.6443 | 713.8985 | 307.373 | 237.9662 | 368.8475 | 368.8475 | 475.9323 | 553.2713 | 773.39 | 1106.5426 | 1962.24 | 8106.7137 | 3.9526
1055 | Heat pump | Water to Water Heat Pump | HP-8 | Heat Pump |  |  | 3 | 20 | 208.0 |  | 9.658621125 | 0.75 | 0.8825 | 0.7645 | 4.1314 |  | 0.4 | All Day | 24.0 | 297.6 | 268.8 | 208.32 | 172.8 | 74.4 | 57.6 | 89.28 | 89.28 | 115.2 | 133.92 | 187.2 | 267.84 | 1229.4918 | 1110.5087 | 860.6443 | 713.8985 | 307.373 | 237.9662 | 368.8475 | 368.8475 | 475.9323 | 553.2713 | 773.39 | 1106.5426 | 1962.24 | 8106.7137 | 3.9526
1056 | Electric heating | Electric Heater |  | Heating 1 |  | 10 |  |  |  |  | 13.404825737265400 | 0.75 | 0.89338 | 0.78375 | 10 |  | 0.2 | Occupied | 20.5 | 127.1 | 97.58 | 69.905 | 55.35 | 25.42 | 18.45 | 12.71 | 12.71 | 18.45 | 38.13 | 73.8 | 114.39 | 1271 | 975.8 | 699.05 | 553.5 | 254.2 | 184.5 | 127.1 | 127.1 | 184.5 | 381.3 | 738 | 1143.9 | 663.995 | 6639.95 | 0.95927
1057 | Ventilation | Force flow heater | FF-13 - SF | FF | 0.07 | [5 empty] | 0.07 | 0.75 | 0.75 | 0.7 | 0.05222 |  | 1 |  | 10.517857142857100 | 146.7241 | 132.525 | 146.7241 | 141.9911 | 114.1188 | 110.4375 | 32.6054 | 130.4214 | 141.9911 | 146.7241 | 141.9911 | 146.7241 | 7.6619 | 6.9205 | 7.6619 | 7.4148 | 5.9593 | 5.767 | 1.7027 | 6.8106 | 7.4148 | 7.6619 | 7.4148 | 7.6619 | 1532.9777 | 80.0521 | 0.0055849
1058 | Ventilation | Force flow heater | FF-15 - SF | FF | 0.07 | [5 empty] | 0.07 | 0.75 | 0.75 | 0.7 | 0.05222 |  | 1 |  | 10.517857142857100 | 146.7241 | 132.525 | 146.7241 | 141.9911 | 114.1188 | 110.4375 | 32.6054 | 130.4214 | 141.9911 | 146.7241 | 141.9911 | 146.7241 | 7.6619 | 6.9205 | 7.6619 | 7.4148 | 5.9593 | 5.767 | 1.7027 | 6.8106 | 7.4148 | 7.6619 | 7.4148 | 7.6619 | 1532.9777 | 80.0521 | 0.0055849
1059 | Ventilation | Force flow heater | FF-17 - SF | FF | 0.07 | [5 empty] | 0.07 | 0.75 | 0.75 | 0.7 | 0.05222 |  | 1 |  | 10.517857142857100 | 146.7241 | 132.525 | 146.7241 | 141.9911 | 114.1188 | 110.4375 | 32.6054 | 130.4214 | 141.9911 | 146.7241 | 141.9911 | 146.7241 | 7.6619 | 6.9205 | 7.6619 | 7.4148 | 5.9593 | 5.767 | 1.7027 | 6.8106 | 7.4148 | 7.6619 | 7.4148 | 7.6619 | 1532.9777 | 80.0521 | 0.0055849
1060 | Ventilation | Force flow heater | FF-18 - SF | FF | 0.07 | [5 empty] | 0.07 | 0.75 | 0.75 | 0.7 | 0.05222 |  | 1 |  | 10.517857142857100 | 146.7241 | 132.525 | 146.7241 | 141.9911 | 114.1188 | 110.4375 | 32.6054 | 130.4214 | 141.9911 | 146.7241 | 141.9911 | 146.7241 | 7.6619 | 6.9205 | 7.6619 | 7.4148 | 5.9593 | 5.767 | 1.7027 | 6.8106 | 7.4148 | 7.6619 | 7.4148 | 7.6619 | 1532.9777 | 80.0521 | 0.0055849
1061 | Ventilation | Force flow heater | FF-13 - SF | FF | 0.07 | [5 empty] | 0.07 | 0.75 | 0.75 | 0.7 | 0.05222 |  | 1 |  | 10.517857142857100 | 146.7241 | 132.525 | 146.7241 | 141.9911 | 114.1188 | 110.4375 | 32.6054 | 130.4214 | 141.9911 | 146.7241 | 141.9911 | 146.7241 | 7.6619 | 6.9205 | 7.6619 | 7.4148 | 5.9593 | 5.767 | 1.7027 | 6.8106 | 7.4148 | 7.6619 | 7.4148 | 7.6619 | 1532.9777 | 80.0521 | 0.0056343
1062 | Ventilation | Force flow heater | FF-15 - SF | FF | 0.07 | [5 empty] | 0.07 | 0.75 | 0.75 | 0.7 | 0.05222 |  | 1 |  | 10.517857142857100 | 146.7241 | 132.525 | 146.7241 | 141.9911 | 114.1188 | 110.4375 | 32.6054 | 130.4214 | 141.9911 | 146.7241 | 141.9911 | 146.7241 | 7.6619 | 6.9205 | 7.6619 | 7.4148 | 5.9593 | 5.767 | 1.7027 | 6.8106 | 7.4148 | 7.6619 | 7.4148 | 7.6619 | 1532.9777 | 80.0521 | 0.0056343
1063 | Ventilation | Force flow heater | FF-17 - SF | FF | 0.07 | [5 empty] | 0.07 | 0.75 | 0.75 | 0.7 | 0.05222 |  | 1 |  | 10.517857142857100 | 146.7241 | 132.525 | 146.7241 | 141.9911 | 114.1188 | 110.4375 | 32.6054 | 130.4214 | 141.9911 | 146.7241 | 141.9911 | 146.7241 | 7.6619 | 6.9205 | 7.6619 | 7.4148 | 5.9593 | 5.767 | 1.7027 | 6.8106 | 7.4148 | 7.6619 | 7.4148 | 7.6619 | 1532.9777 | 80.0521 | 0.0056343
1064 | Ventilation | Force flow heater | FF-18 - SF | FF | 0.07 | [5 empty] | 0.07 | 0.75 | 0.75 | 0.7 | 0.05222 |  | 1 |  | 10.517857142857100 | 146.7241 | 132.525 | 146.7241 | 141.9911 | 114.1188 | 110.4375 | 32.6054 | 130.4214 | 141.9911 | 146.7241 | 141.9911 | 146.7241 | 7.6619 | 6.9205 | 7.6619 | 7.4148 | 5.9593 | 5.767 | 1.7027 | 6.8106 | 7.4148 | 7.6619 | 7.4148 | 7.6619 | 1532.9777 | 80.0521 | 0.0056343
1065 | AC system | Compresser | AHU-1 | Cooling 1 |  |  | 3 | 45 | 208.0 |  | 21.731897531963400 | 0.75 | 0.90412 | 0.79925 | 9.7181 |  | 0.28 | Occupied | 11.857142857142900 | 0 | 0 | 0 | 0 | 10.292 | 49.8 | 102.92 | 102.92 | 74.7 | 61.752 | 9.96 | 0 | 0 | 0 | 0 | 0 | 100.0185 | 483.9603 | 1000.1846 | 1000.1846 | 725.9404 | 600.1108 | 96.7921 | 0 | 412.344 | 4007.1912 | 7.1391
1066 | AC system | Compresser | AHU-1 | Cooling 1 |  |  | 3 | 45 | 208.0 |  | 21.731897531963400 | 0.75 | 0.90412 | 0.79925 | 9.7181 |  | 0.28 | Occupied | 11.857142857142900 | 0 | 0 | 0 | 0 | 10.292 | 49.8 | 102.92 | 102.92 | 74.7 | 61.752 | 9.96 | 0 | 0 | 0 | 0 | 0 | 100.0185 | 483.9603 | 1000.1846 | 1000.1846 | 725.9404 | 600.1108 | 96.7921 | 0 | 412.344 | 4007.1912 | 7.1391
1067 | AC system | Compresser | AHU-1 | Cooling 1 |  |  | 3 | 45 | 208.0 |  | 21.731897531963400 | 0.75 | 0.90412 | 0.79925 | 9.7181 |  | 0.28 | Occupied | 11.857142857142900 | 0 | 0 | 0 | 0 | 10.292 | 49.8 | 102.92 | 102.92 | 74.7 | 61.752 | 9.96 | 0 | 0 | 0 | 0 | 0 | 100.0185 | 483.9603 | 1000.1846 | 1000.1846 | 725.9404 | 600.1108 | 96.7921 | 0 | 412.344 | 4007.1912 | 7.1391
1068 | AC system | Compresser | AHU-1 | Cooling 1 |  |  | 3 | 45 | 208.0 |  | 21.731897531963400 | 0.75 | 0.90412 | 0.79925 | 9.7181 |  | 0.28 | Occupied | 11.857142857142900 | 0 | 0 | 0 | 0 | 10.292 | 49.8 | 102.92 | 102.92 | 74.7 | 61.752 | 9.96 | 0 | 0 | 0 | 0 | 0 | 100.0185 | 483.9603 | 1000.1846 | 1000.1846 | 725.9404 | 600.1108 | 96.7921 | 0 | 412.344 | 4007.1912 | 7.1391
1069 | AC system | Compresser | AHU-1 | Cooling 1 |  |  | 3 | 45 | 208.0 |  | 21.731897531963400 | 0.75 | 0.90412 | 0.79925 | 9.7181 |  | 0.28 | Occupied | 11.857142857142900 | 0 | 0 | 0 | 0 | 10.292 | 49.8 | 102.92 | 102.92 | 74.7 | 61.752 | 9.96 | 0 | 0 | 0 | 0 | 0 | 100.0185 | 483.9603 | 1000.1846 | 1000.1846 | 725.9404 | 600.1108 | 96.7921 | 0 | 412.344 | 4007.1912 | 7.1391
1070 | AC system | Compresser | AHU-1 | Cooling 1 |  |  | 3 | 45 | 208.0 |  | 21.731897531963400 | 0.75 | 0.90412 | 0.79925 | 9.7181 |  | 0.28 | Occupied | 11.857142857142900 | 0 | 0 | 0 | 0 | 10.292 | 49.8 | 102.92 | 102.92 | 74.7 | 61.752 | 9.96 | 0 | 0 | 0 | 0 | 0 | 100.0185 | 483.9603 | 1000.1846 | 1000.1846 | 725.9404 | 600.1108 | 96.7921 | 0 | 412.344 | 4007.1912 | 7.1391
1071 | AC system | Compresser | AHU-1 | Cooling 1 |  |  | 3 | 45 | 208.0 |  | 21.731897531963400 | 0.75 | 0.90412 | 0.79925 | 9.7181 |  | 0.28 | Occupied | 11.857142857142900 | 0 | 0 | 0 | 0 | 10.292 | 49.8 | 102.92 | 102.92 | 74.7 | 61.752 | 9.96 | 0 | 0 | 0 | 0 | 0 | 100.0185 | 483.9603 | 1000.1846 | 1000.1846 | 725.9404 | 600.1108 | 96.7921 | 0 | 412.344 | 4007.1912 | 7.1391
1072 | AC system | Compresser | AHU-1 | Cooling 1 |  |  | 3 | 45 | 208.0 |  | 21.731897531963400 | 0.75 | 0.90412 | 0.79925 | 9.7181 |  | 0.28 | Occupied | 11.857142857142900 | 0 | 0 | 0 | 0 | 10.292 | 49.8 | 102.92 | 102.92 | 74.7 | 61.752 | 9.96 | 0 | 0 | 0 | 0 | 0 | 100.0185 | 483.9603 | 1000.1846 | 1000.1846 | 725.9404 | 600.1108 | 96.7921 | 0 | 412.344 | 4007.1912 | 7.1391
1073 | Heat pump | Compressor 1 | AHU-1 | Heat Pump |  |  | 3 | 7.95 | 230.0 |  | 4.245381905683230 | 0.75 | 0.86 | 0.71525 | 1.6989 |  | 0.8 | AHU-1 | 19.0 | 329.84 | 297.92 | 141.36 | 91.2 | 0 | 136.8 | 47.12 | 47.12 | 91.2 | 329.84 | 456 | 471.2 | 560.3741 | 506.1443 | 240.1603 | 154.9421 | 0 | 232.4132 | 80.0534 | 80.0534 | 154.9421 | 560.3741 | 774.7107 | 800.5344 | 2439.6 | 4144.7023 | 1.8124
1074 | Heat pump | Compressor 2 | AHU-1 | Heat Pump |  |  | 3 | 7.95 | 230.0 |  | 4.245381905683230 | 0.75 | 0.86 | 0.71525 | 1.6989 |  | 0.8 | AHU-1 | 19.0 | 329.84 | 297.92 | 141.36 | 91.2 | 0 | 136.8 | 47.12 | 47.12 | 91.2 | 329.84 | 456 | 471.2 | 560.3741 | 506.1443 | 240.1603 | 154.9421 | 0 | 232.4132 | 80.0534 | 80.0534 | 154.9421 | 560.3741 | 774.7107 | 800.5344 | 2439.6 | 4144.7023 | 1.8124
1075 | Heat pump | Compressor 1 | AHU-2 | Heat Pump |  |  | 3 | 7.95 | 230.0 |  | 4.245381905683230 | 0.75 | 0.86 | 0.71525 | 1.6989 |  | 0.8 | AHU-2 | 24.0 | 416.64 | 376.32 | 178.56 | 115.2 | 0 | 172.8 | 59.52 | 59.52 | 115.2 | 416.64 | 576 | 595.2 | 707.841 | 639.3402 | 303.3604 | 195.7164 | 0 | 293.5746 | 101.1201 | 101.1201 | 195.7164 | 707.841 | 978.582 | 1011.2014 | 3081.6 | 5235.4135 | 2.2893
1076 | Heat pump | Compressor 2 | AHU-2 | Heat Pump |  |  | 3 | 7.95 | 230.0 |  | 4.245381905683230 | 0.75 | 0.86 | 0.71525 | 1.6989 |  | 0.8 | AHU-2 | 24.0 | 416.64 | 376.32 | 178.56 | 115.2 | 0 | 172.8 | 59.52 | 59.52 | 115.2 | 416.64 | 576 | 595.2 | 707.841 | 639.3402 | 303.3604 | 195.7164 | 0 | 293.5746 | 101.1201 | 101.1201 | 195.7164 | 707.841 | 978.582 | 1011.2014 | 3081.6 | 5235.4135 | 2.2893
1077 | Pump | Pump | P-20 | Heating 1 | 0.16 | [5 empty] | 0.16 | 0.75 | 0.75 | 0.7 | 0.11936 |  | 0.5 | All Day | 24.0 | 372 | 336 | 279 | 216 | 148.8 | 72 | 9.3 | 9.3 | 0 | 223.2 | 288 | 372 | 44.4019 | 40.105 | 33.3014 | 25.7818 | 17.7608 | 8.5939 | 1.11 | 1.11 | 0 | 26.6412 | 34.3757 | 44.4019 | 2325.6 | 277.5836 | 0.0052552
1078 | UH & FF | Ventilation Fan | UH-20 | Heating 1 | 0.06666666666666670 | [5 empty] | 0.06666666666666670 | 0.75 | 0.75 | 0.7 | 0.049733 |  | 1 | All Day | 24.0 | 744 | 672 | 669.6 | 360 | 297.6 | 72 | 0 | 0 | 72 | 297.6 | 288 | 520.8 | 37.0016 | 33.4208 | 33.3014 | 17.904 | 14.8006 | 3.5808 | 0 | 0 | 3.5808 | 14.8006 | 14.3232 | 25.9011 | 3993.6 | 198.615 | 0.033034
1079 | UH & FF | Ventilation Fan | UH-21 | Heating 1 | 0.06666666666666670 | [5 empty] | 0.06666666666666670 | 0.75 | 0.75 | 0.7 | 0.049733 |  | 1 | All Day | 24.0 | 744 | 672 | 669.6 | 360 | 297.6 | 72 | 0 | 0 | 72 | 297.6 | 288 | 520.8 | 37.0016 | 33.4208 | 33.3014 | 17.904 | 14.8006 | 3.5808 | 0 | 0 | 3.5808 | 14.8006 | 14.3232 | 25.9011 | 3993.6 | 198.615 | 0.033034
1080 | AC system | AC Unit |  | Cooling 1 |  |  | 1 |  | 115.0 | 15 | 2.3123324396782800 | 0.75 | 0.75 | 0.745 | 1.2851 |  | 0.25 | All Day | 24.0 | 0 | 0 | 0 | 0 | 74.4 | 144 | 186 | 186 | 90 | 0 | 0 | 0 | 0 | 0 | 0 | 0 | 95.6133 | 185.058 | 239.0333 | 239.0333 | 115.6612 | 0 | 0 | 0 | 680.4 | 874.399 | 0.32017
1081 | AC system | Compressor |  | Cooling 1 |  |  | 1 | 9.8 | 115.0 |  | 1.5107238605898100 | 0.75 | 0.75 | 0.79 | 0.66775 |  | 0.25 | All Day | 24.0 | 0 | 0 | 0 | 0 | 74.4 | 144 | 186 | 186 | 90 | 0 | 0 | 0 | 0 | 0 | 0 | 0 | 49.6804 | 96.1556 | 124.201 | 124.201 | 60.0973 | 0 | 0 | 0 | 680.4 | 454.3354 | 0.16636
1082 | AC system | Fan |  | Cooling 1 |  |  | 1 | 0.7 | 115.0 |  | 0.1079088471849870 | 0.75 | 0.75 | 0.67 | 0.040451 |  | 0.25 | All Day | 24.0 | 0 | 0 | 0 | 0 | 74.4 | 144 | 186 | 186 | 90 | 0 | 0 | 0 | 0 | 0 | 0 | 0 | 3.0096 | 5.825 | 7.5239 | 7.5239 | 3.6406 | 0 | 0 | 0 | 680.4 | 27.523 | 0.010078
1083 | Pump | HW P201 | P-201 | Heating 1 |  |  | 3 |  | 575.0 | 5.5 | 7.3426416607728900 | 0.75 | 0.87 | 0.758 | 4.152 |  | 1 | DNT | 12.0 | 372 | 302.4 | 297.6 | 234 | 148.8 | 126 | 74.4 | 74.4 | 108 | 186 | 306 | 372 | 1544.5547 | 1255.5735 | 1235.6438 | 971.5748 | 617.8219 | 523.1556 | 308.9109 | 308.9109 | 448.4191 | 772.2774 | 1270.5208 | 1544.5547 | 2601.6 | 10801.9184 | 0.19332
1084 | Pump | HW P202 | P-202 | Heating 1 |  |  | 3 |  | 575.0 | 8.1 | 10.813708627683700 | 0.75 | 0.89338 | 0.78375 | 6.3225 |  | 1 | DNT | 12.0 | 372 | 302.4 | 297.6 | 234 | 148.8 | 126 | 74.4 | 74.4 | 108 | 186 | 306 | 372 | 2351.982 | 1911.9337 | 1881.5856 | 1479.4725 | 940.7928 | 796.639 | 470.3964 | 470.3964 | 682.8335 | 1175.991 | 1934.6948 | 2351.982 | 2601.6 | 16448.6996 | 0.29438
1085 | Pump | HW P205 | P-205 | Heating 1 |  |  | 3 |  | 575.0 | 8.1 | 10.813708627683700 | 0.75 | 0.89338 | 0.78375 | 6.3225 |  | 1 | DNT | 12.0 | 372 | 302.4 | 297.6 | 234 | 148.8 | 126 | 74.4 | 74.4 | 108 | 186 | 306 | 372 | 2351.982 | 1911.9337 | 1881.5856 | 1479.4725 | 940.7928 | 796.639 | 470.3964 | 470.3964 | 682.8335 | 1175.991 | 1934.6948 | 2351.982 | 2601.6 | 16448.6996 | 0.29438
1086 | Pump | HW P301A | P-301A | Heating 1 |  |  | 3 |  | 575.0 | 2.6 | 3.47106696691082 | 0.75 | 0.86 | 0.71525 | 1.8521 |  | 0.5 | All Day | 24.0 | 372 | 302.4 | 297.6 | 234 | 148.8 | 126 | 74.4 | 74.4 | 108 | 186 | 306 | 372 | 688.9737 | 560.0689 | 551.1789 | 433.3867 | 275.5895 | 233.3621 | 137.7947 | 137.7947 | 200.0246 | 344.4868 | 566.7364 | 688.9737 | 2601.6 | 4818.3707 | 0.086235
1087 | Pump | HW P301B | P-301B | Heating 1 |  |  | 3 |  | 575.0 | 2.6 | 3.47106696691082 | 0.75 | 0.86 | 0.71525 | 1.8521 |  | 0.5 | All Day | 24.0 | 372 | 302.4 | 297.6 | 234 | 148.8 | 126 | 74.4 | 74.4 | 108 | 186 | 306 | 372 | 688.9737 | 560.0689 | 551.1789 | 433.3867 | 275.5895 | 233.3621 | 137.7947 | 137.7947 | 200.0246 | 344.4868 | 566.7364 | 688.9737 | 2601.6 | 4818.3707 | 0.086235
1088 | Pump | HW P302A | P-302A | Heating 1 |  |  | 3 |  | 575.0 | 2.6 | 3.47106696691082 | 0.75 | 0.86 | 0.71525 | 1.8521 |  | 0.5 | All Day | 24.0 | 372 | 302.4 | 297.6 | 234 | 148.8 | 126 | 74.4 | 74.4 | 108 | 186 | 306 | 372 | 688.9737 | 560.0689 | 551.1789 | 433.3867 | 275.5895 | 233.3621 | 137.7947 | 137.7947 | 200.0246 | 344.4868 | 566.7364 | 688.9737 | 2601.6 | 4818.3707 | 0.086235
1089 | Pump | HW P302B | P-302B | Heating 1 |  |  | 3 |  | 575.0 | 2.6 | 3.47106696691082 | 0.75 | 0.86 | 0.71525 | 1.8521 |  | 0.5 | All Day | 24.0 | 372 | 302.4 | 297.6 | 234 | 148.8 | 126 | 74.4 | 74.4 | 108 | 186 | 306 | 372 | 688.9737 | 560.0689 | 551.1789 | 433.3867 | 275.5895 | 233.3621 | 137.7947 | 137.7947 | 200.0246 | 344.4868 | 566.7364 | 688.9737 | 2601.6 | 4818.3707 | 0.086235
1090 | Pump | HW P401A | P-401A | Heating 1 |  |  | 3 |  | 575.0 | 3.6 | 4.806092723414980 | 0.75 | 0.86 | 0.71525 | 2.5644 |  | 0.5 | All Day | 24.0 | 372 | 302.4 | 297.6 | 234 | 148.8 | 126 | 74.4 | 74.4 | 108 | 186 | 306 | 372 | 953.9635 | 775.48 | 763.1708 | 600.0738 | 381.5854 | 323.1167 | 190.7927 | 190.7927 | 276.9572 | 476.9818 | 784.7119 | 953.9635 | 2601.6 | 6671.5902 | 0.1194
1091 | Pump | HW P401B | P-401B | Heating 1 |  |  | 3 |  | 575.0 | 3.6 | 4.806092723414980 | 0.75 | 0.86 | 0.71525 | 2.5644 |  | 0.5 | All Day | 24.0 | 372 | 302.4 | 297.6 | 234 | 148.8 | 126 | 74.4 | 74.4 | 108 | 186 | 306 | 372 | 953.9635 | 775.48 | 763.1708 | 600.0738 | 381.5854 | 323.1167 | 190.7927 | 190.7927 | 276.9572 | 476.9818 | 784.7119 | 953.9635 | 2601.6 | 6671.5902 | 0.1194
1092 | Pump | HW P402A | P-402A | Heating 1 |  |  | 3 |  | 575.0 | 5.1 | 6.808631358171220 | 0.75 | 0.87 | 0.758 | 3.8501 |  | 0.5 | All Day | 24.0 | 372 | 302.4 | 297.6 | 234 | 148.8 | 126 | 74.4 | 74.4 | 108 | 186 | 306 | 372 | 1432.2235 | 1164.2591 | 1145.7788 | 900.9148 | 572.8894 | 485.108 | 286.4447 | 286.4447 | 415.8068 | 716.1117 | 1178.1193 | 1432.2235 | 2601.6 | 10016.3243 | 0.17926
1093 | Pump | HW P402B | P-402B | Heating 1 |  |  | 3 |  | 575.0 | 5.1 | 6.808631358171220 | 0.75 | 0.87 | 0.758 | 3.8501 |  | 0.5 | All Day | 24.0 | 372 | 302.4 | 297.6 | 234 | 148.8 | 126 | 74.4 | 74.4 | 108 | 186 | 306 | 372 | 1432.2235 | 1164.2591 | 1145.7788 | 900.9148 | 572.8894 | 485.108 | 286.4447 | 286.4447 | 415.8068 | 716.1117 | 1178.1193 | 1432.2235 | 2601.6 | 10016.3243 | 0.17926
1094 | Pump | HW P201 | P-201 | Heating 1 |  |  | 3 |  | 575.0 | 5.5 | 7.3426416607728900 | 0.75 | 0.87 | 0.758 | 4.152 |  | 1 | DNT | 12.0 | 372 | 302.4 | 297.6 | 234 | 148.8 | 126 | 74.4 | 74.4 | 108 | 186 | 306 | 372 | 1544.5547 | 1255.5735 | 1235.6438 | 971.5748 | 617.8219 | 523.1556 | 308.9109 | 308.9109 | 448.4191 | 772.2774 | 1270.5208 | 1544.5547 | 2601.6 | 10801.9184 | 0.19332
1095 | Pump | HW P202 | P-202 | Heating 1 |  |  | 3 |  | 575.0 | 8.1 | 10.813708627683700 | 0.75 | 0.89338 | 0.78375 | 6.3225 |  | 1 | DNT | 12.0 | 372 | 302.4 | 297.6 | 234 | 148.8 | 126 | 74.4 | 74.4 | 108 | 186 | 306 | 372 | 2351.982 | 1911.9337 | 1881.5856 | 1479.4725 | 940.7928 | 796.639 | 470.3964 | 470.3964 | 682.8335 | 1175.991 | 1934.6948 | 2351.982 | 2601.6 | 16448.6996 | 0.29438
1096 | Pump | HW P205 | P-205 | Heating 1 |  |  | 3 |  | 575.0 | 8.1 | 10.813708627683700 | 0.75 | 0.89338 | 0.78375 | 6.3225 |  | 1 | DNT | 12.0 | 372 | 302.4 | 297.6 | 234 | 148.8 | 126 | 74.4 | 74.4 | 108 | 186 | 306 | 372 | 2351.982 | 1911.9337 | 1881.5856 | 1479.4725 | 940.7928 | 796.639 | 470.3964 | 470.3964 | 682.8335 | 1175.991 | 1934.6948 | 2351.982 | 2601.6 | 16448.6996 | 0.29438
1097 | Pump | HW P301A | P-301A | Heating 1 |  |  | 3 |  | 575.0 | 2.6 | 3.47106696691082 | 0.75 | 0.86 | 0.71525 | 1.8521 |  | 0.5 | All Day | 24.0 | 372 | 302.4 | 297.6 | 234 | 148.8 | 126 | 74.4 | 74.4 | 108 | 186 | 306 | 372 | 688.9737 | 560.0689 | 551.1789 | 433.3867 | 275.5895 | 233.3621 | 137.7947 | 137.7947 | 200.0246 | 344.4868 | 566.7364 | 688.9737 | 2601.6 | 4818.3707 | 0.086235
1098 | Pump | HW P301B | P-301B | Heating 1 |  |  | 3 |  | 575.0 | 2.6 | 3.47106696691082 | 0.75 | 0.86 | 0.71525 | 1.8521 |  | 0.5 | All Day | 24.0 | 372 | 302.4 | 297.6 | 234 | 148.8 | 126 | 74.4 | 74.4 | 108 | 186 | 306 | 372 | 688.9737 | 560.0689 | 551.1789 | 433.3867 | 275.5895 | 233.3621 | 137.7947 | 137.7947 | 200.0246 | 344.4868 | 566.7364 | 688.9737 | 2601.6 | 4818.3707 | 0.086235
1099 | Pump | HW P302A | P-302A | Heating 1 |  |  | 3 |  | 575.0 | 2.6 | 3.47106696691082 | 0.75 | 0.86 | 0.71525 | 1.8521 |  | 0.5 | All Day | 24.0 | 372 | 302.4 | 297.6 | 234 | 148.8 | 126 | 74.4 | 74.4 | 108 | 186 | 306 | 372 | 688.9737 | 560.0689 | 551.1789 | 433.3867 | 275.5895 | 233.3621 | 137.7947 | 137.7947 | 200.0246 | 344.4868 | 566.7364 | 688.9737 | 2601.6 | 4818.3707 | 0.086235
1100 | Pump | HW P302B | P-302B | Heating 1 |  |  | 3 |  | 575.0 | 2.6 | 3.47106696691082 | 0.75 | 0.86 | 0.71525 | 1.8521 |  | 0.5 | All Day | 24.0 | 372 | 302.4 | 297.6 | 234 | 148.8 | 126 | 74.4 | 74.4 | 108 | 186 | 306 | 372 | 688.9737 | 560.0689 | 551.1789 | 433.3867 | 275.5895 | 233.3621 | 137.7947 | 137.7947 | 200.0246 | 344.4868 | 566.7364 | 688.9737 | 2601.6 | 4818.3707 | 0.086235
1101 | Pump | HW P401A | P-401A | Heating 1 |  |  | 3 |  | 575.0 | 3.6 | 4.806092723414980 | 0.75 | 0.86 | 0.71525 | 2.5644 |  | 0.5 | All Day | 24.0 | 372 | 302.4 | 297.6 | 234 | 148.8 | 126 | 74.4 | 74.4 | 108 | 186 | 306 | 372 | 953.9635 | 775.48 | 763.1708 | 600.0738 | 381.5854 | 323.1167 | 190.7927 | 190.7927 | 276.9572 | 476.9818 | 784.7119 | 953.9635 | 2601.6 | 6671.5902 | 0.1194
1102 | Pump | HW P401B | P-401B | Heating 1 |  |  | 3 |  | 575.0 | 3.6 | 4.806092723414980 | 0.75 | 0.86 | 0.71525 | 2.5644 |  | 0.5 | All Day | 24.0 | 372 | 302.4 | 297.6 | 234 | 148.8 | 126 | 74.4 | 74.4 | 108 | 186 | 306 | 372 | 953.9635 | 775.48 | 763.1708 | 600.0738 | 381.5854 | 323.1167 | 190.7927 | 190.7927 | 276.9572 | 476.9818 | 784.7119 | 953.9635 | 2601.6 | 6671.5902 | 0.1194
1103 | Pump | HW P402A | P-402A | Heating 1 |  |  | 3 |  | 575.0 | 5.1 | 6.808631358171220 | 0.75 | 0.87 | 0.758 | 3.8501 |  | 0.5 | All Day | 24.0 | 372 | 302.4 | 297.6 | 234 | 148.8 | 126 | 74.4 | 74.4 | 108 | 186 | 306 | 372 | 1432.2235 | 1164.2591 | 1145.7788 | 900.9148 | 572.8894 | 485.108 | 286.4447 | 286.4447 | 415.8068 | 716.1117 | 1178.1193 | 1432.2235 | 2601.6 | 10016.3243 | 0.17926
1104 | Pump | HW P402B | P-402B | Heating 1 |  |  | 3 |  | 575.0 | 5.1 | 6.808631358171220 | 0.75 | 0.87 | 0.758 | 3.8501 |  | 0.5 | All Day | 24.0 | 372 | 302.4 | 297.6 | 234 | 148.8 | 126 | 74.4 | 74.4 | 108 | 186 | 306 | 372 | 1432.2235 | 1164.2591 | 1145.7788 | 900.9148 | 572.8894 | 485.108 | 286.4447 | 286.4447 | 415.8068 | 716.1117 | 1178.1193 | 1432.2235 | 2601.6 | 10016.3243 | 0.17926
1105 | Pump | HW Circ Pump | P-102 | Heating 1 |  |  | 3 |  | 575.0 | 3.6 | 4.806092723414980 | 0.75 | 0.86 | 0.71525 | 2.5644 |  | 1 | All Day | 24.0 | 744 | 604.8 | 595.2 | 468 | 297.6 | 252 | 148.8 | 148.8 | 216 | 372 | 612 | 744 | 1907.9271 | 1550.9601 | 1526.3417 | 1200.1477 | 763.1708 | 646.2334 | 381.5854 | 381.5854 | 553.9143 | 953.9635 | 1569.4239 | 1907.9271 | 5203.2 | 13343.1804 | 0.2388
1106 | Pump | HW Circ Pump | P-103 | Heating 1 |  |  | 3 |  | 575.0 | 3.6 | 4.806092723414980 | 0.75 | 0.86 | 0.71525 | 2.5644 |  | 1 | All Day | 24.0 | 744 | 604.8 | 595.2 | 468 | 297.6 | 252 | 148.8 | 148.8 | 216 | 372 | 612 | 744 | 1907.9271 | 1550.9601 | 1526.3417 | 1200.1477 | 763.1708 | 646.2334 | 381.5854 | 381.5854 | 553.9143 | 953.9635 | 1569.4239 | 1907.9271 | 5203.2 | 13343.1804 | 0.2388
1107 | Pump | P105, RAD PUMP | P-105 | Heating 1 |  |  | 3 |  | 575.0 | 3.6 | 4.806092723414980 | 0.75 | 0.86 | 0.71525 | 2.5644 |  | 1 | All Day | 24.0 | 744 | 604.8 | 595.2 | 468 | 297.6 | 252 | 148.8 | 148.8 | 216 | 372 | 612 | 744 | 1907.9271 | 1550.9601 | 1526.3417 | 1200.1477 | 763.1708 | 646.2334 | 381.5854 | 381.5854 | 553.9143 | 953.9635 | 1569.4239 | 1907.9271 | 5203.2 | 13343.1804 | 0.2388
1108 | Pump | P109, HW Blr Recirc | P-109 | Heating 1 |  |  | 3 |  | 575.0 | 2.9 | 3.871574693862070 | 0.75 | 0.86 | 0.71525 | 2.0658 |  | 1 | All Day | 24.0 | 744 | 604.8 | 595.2 | 468 | 297.6 | 252 | 148.8 | 148.8 | 216 | 372 | 612 | 744 | 1536.9413 | 1249.3845 | 1229.553 | 966.7856 | 614.7765 | 520.5769 | 307.3883 | 307.3883 | 446.2088 | 768.4706 | 1264.2581 | 1536.9413 | 5203.2 | 10748.6731 | 0.19237
1109 | Pump | HW Circ Pump | P-203 | Heating 1 |  |  | 3 |  | 575.0 | 8.1 | 10.813708627683700 | 0.75 | 0.89338 | 0.78375 | 6.3225 |  | 1 | Towers | 24.0 | 744 | 604.8 | 595.2 | 468 | 297.6 | 252 | 148.8 | 148.8 | 216 | 372 | 612 | 744 | 4703.9639 | 3823.8674 | 3763.1711 | 2958.945 | 1881.5856 | 1593.2781 | 940.7928 | 940.7928 | 1365.6669 | 2351.982 | 3869.3897 | 4703.9639 | 5203.2 | 32897.3992 | 0.58877
1110 | Pump | HW Circ Pump | P-204 | Heating 1 |  |  | 3 |  | 575.0 | 8.1 | 10.813708627683700 | 0.75 | 0.89338 | 0.78375 | 6.3225 |  | 1 | Towers | 24.0 | 744 | 604.8 | 595.2 | 468 | 297.6 | 252 | 148.8 | 148.8 | 216 | 372 | 612 | 744 | 4703.9639 | 3823.8674 | 3763.1711 | 2958.945 | 1881.5856 | 1593.2781 | 940.7928 | 940.7928 | 1365.6669 | 2351.982 | 3869.3897 | 4703.9639 | 5203.2 | 32897.3992 | 0.58877
1111 | Pump | HW Circ Pump | P-102 | Heating 1 |  |  | 3 |  | 575.0 | 3.6 | 4.806092723414980 | 0.75 | 0.86 | 0.71525 | 2.5644 |  | 1 | All Day | 24.0 | 744 | 604.8 | 595.2 | 468 | 297.6 | 252 | 148.8 | 148.8 | 216 | 372 | 612 | 744 | 1907.9271 | 1550.9601 | 1526.3417 | 1200.1477 | 763.1708 | 646.2334 | 381.5854 | 381.5854 | 553.9143 | 953.9635 | 1569.4239 | 1907.9271 | 5203.2 | 13343.1804 | 0.2388
1112 | Pump | HW Circ Pump | P-103 | Heating 1 |  |  | 3 |  | 575.0 | 3.6 | 4.806092723414980 | 0.75 | 0.86 | 0.71525 | 2.5644 |  | 1 | All Day | 24.0 | 744 | 604.8 | 595.2 | 468 | 297.6 | 252 | 148.8 | 148.8 | 216 | 372 | 612 | 744 | 1907.9271 | 1550.9601 | 1526.3417 | 1200.1477 | 763.1708 | 646.2334 | 381.5854 | 381.5854 | 553.9143 | 953.9635 | 1569.4239 | 1907.9271 | 5203.2 | 13343.1804 | 0.2388
1113 | Pump | P105, RAD PUMP | P-105 | Heating 1 |  |  | 3 |  | 575.0 | 3.6 | 4.806092723414980 | 0.75 | 0.86 | 0.71525 | 2.5644 |  | 1 | All Day | 24.0 | 744 | 604.8 | 595.2 | 468 | 297.6 | 252 | 148.8 | 148.8 | 216 | 372 | 612 | 744 | 1907.9271 | 1550.9601 | 1526.3417 | 1200.1477 | 763.1708 | 646.2334 | 381.5854 | 381.5854 | 553.9143 | 953.9635 | 1569.4239 | 1907.9271 | 5203.2 | 13343.1804 | 0.2388
1114 | Pump | P109, HW Blr Recirc | P-109 | Heating 1 |  |  | 3 |  | 575.0 | 2.9 | 3.871574693862070 | 0.75 | 0.86 | 0.71525 | 2.0658 |  | 1 | All Day | 24.0 | 744 | 604.8 | 595.2 | 468 | 297.6 | 252 | 148.8 | 148.8 | 216 | 372 | 612 | 744 | 1536.9413 | 1249.3845 | 1229.553 | 966.7856 | 614.7765 | 520.5769 | 307.3883 | 307.3883 | 446.2088 | 768.4706 | 1264.2581 | 1536.9413 | 5203.2 | 10748.6731 | 0.19237
1115 | Pump | HW Circ Pump | P-203 | Heating 1 |  |  | 3 |  | 575.0 | 8.1 | 10.813708627683700 | 0.75 | 0.89338 | 0.78375 | 6.3225 |  | 1 | Towers | 24.0 | 744 | 604.8 | 595.2 | 468 | 297.6 | 252 | 148.8 | 148.8 | 216 | 372 | 612 | 744 | 4703.9639 | 3823.8674 | 3763.1711 | 2958.945 | 1881.5856 | 1593.2781 | 940.7928 | 940.7928 | 1365.6669 | 2351.982 | 3869.3897 | 4703.9639 | 5203.2 | 32897.3992 | 0.58877
1116 | Pump | HW Circ Pump | P-204 | Heating 1 |  |  | 3 |  | 575.0 | 8.1 | 10.813708627683700 | 0.75 | 0.89338 | 0.78375 | 6.3225 |  | 1 | Towers | 24.0 | 744 | 604.8 | 595.2 | 468 | 297.6 | 252 | 148.8 | 148.8 | 216 | 372 | 612 | 744 | 4703.9639 | 3823.8674 | 3763.1711 | 2958.945 | 1881.5856 | 1593.2781 | 940.7928 | 940.7928 | 1365.6669 | 2351.982 | 3869.3897 | 4703.9639 | 5203.2 | 32897.3992 | 0.58877
1117 | AC system | Compressor | RTU-4 | Cooling 2 |  |  | 1 | 27.6 | 208.0 |  | 7.69544235924933 | 0.75 | 0.75 | 0.935 | 4.0257 |  | 0.2 | RTU-4 | 13.0 | 0 | 0 | 40.3 | 39 | 56.42 | 78 | 80.6 | 64.48 | 54.6 | 40.3 | 0 | 0 | 0 | 0 | 162.2372 | 157.0037 | 227.132 | 314.0074 | 324.4743 | 259.5795 | 219.8052 | 162.2372 | 0 | 0 | 453.7 | 1826.4764 | 3.1061
1118 | AC system | Condenser Fan | RTU-4 | Cooling 2 | 0.4 | [5 empty] | 0.4 | 0.75 | 0.75 | 0.7 | 0.2984 |  | 0.2 | RTU-4 | 13.0 | 0 | 0 | 40.3 | 39 | 56.42 | 78 | 80.6 | 64.48 | 54.6 | 40.3 | 0 | 0 | 0 | 0 | 12.0255 | 11.6376 | 16.8357 | 23.2752 | 24.051 | 19.2408 | 16.2926 | 12.0255 | 0 | 0 | 453.7 | 135.3841 | 0.23023
1119 | AC system | Compressor | A/C1CUN254 | Cooling 1 |  |  | 1 | 15.1 | 120.0 |  | 2.4289544235924900 | 0.75 | 0.75 | 0.745 | 1.0125 |  | 0.5 |  | 24.0 | 186 | 268.8 | 297.6 | 288 | 297.6 | 360 | 372 | 372 | 288 | 297.6 | 288 | 186 | 188.3166 | 272.1479 | 301.3066 | 291.587 | 301.3066 | 364.4838 | 376.6333 | 376.6333 | 291.587 | 301.3066 | 291.587 | 188.3166 | 3501.6 | 3545.2124 | 0.54261
1120 | AC system | Condenser Fan | A/C1CUN254 | Cooling 1 |  | 0.17 | 1 | 1.7 | 120.0 |  | 0.22788203753351200 | 0.75 | 0.75 | 0.67 | 0.17 |  | 0.5 |  | 24.0 | 186 | 268.8 | 297.6 | 288 | 297.6 | 360 | 372 | 372 | 288 | 297.6 | 288 | 186 | 31.62 | 45.696 | 50.592 | 48.96 | 50.592 | 61.2 | 63.24 | 63.24 | 48.96 | 50.592 | 48.96 | 31.62 | 3501.6 | 595.272 | 0.091108
1121 | AC system | Compressor |  | Cooling 1 |  |  | 1 | 15 | 120.0 |  | 2.412868632707780 | 0.75 | 0.75 | 0.745 | 1.0057 |  | 1 |  | 24.0 | 372 | 537.6 | 595.2 | 576 | 595.2 | 720 | 744 | 744 | 576 | 595.2 | 576 | 372 | 374.139 | 540.6912 | 598.6224 | 579.312 | 598.6224 | 724.14 | 748.278 | 748.278 | 579.312 | 598.6224 | 579.312 | 374.139 | 7003.2 | 7043.4684 | 1.078
1122 | AC system | Condenser Fan |  | Cooling 1 |  | 0.15 |  |  |  |  | 0.20107238605898100 | 0.75 | 0.75 | 0.7 | 0.15 |  | 1 |  | 24.0 | 372 | 537.6 | 595.2 | 576 | 595.2 | 720 | 744 | 744 | 576 | 595.2 | 576 | 372 | 55.8 | 80.64 | 89.28 | 86.4 | 89.28 | 108 | 111.6 | 111.6 | 86.4 | 89.28 | 86.4 | 55.8 | 7003.2 | 1050.48 | 0.16078
1123 | Electric heating | Baseboards |  | Heating 1 |  | 40 |  |  |  |  | 53.61930294906170 | 0.75 | 0.92525 | 0.824 | 32.4237 |  | 1 | Occupied (Example) | 12.0 | 186 | 336 | 279 | 180 | 148.8 | 72 | 9.3 | 9.3 | 9 | 74.4 | 144 | 372 | 6030.8025 | 10894.3529 | 9046.2037 | 5836.2605 | 4824.642 | 2334.5042 | 301.5401 | 301.5401 | 291.813 | 2412.321 | 4669.0084 | 12061.605 | 1819.8 | 59004.5934 | 6.2351
1124 | Ventilation | Supply Fan | SF-1 | University |  |  | 3 |  | 480.0 | 5.3 | 5.906618303559280 | 0.75 | 0.87 | 0.758 | 3.34 |  | 1 | SF-1 | 13.0 | 362.7 | 364 | 403 | 390 | 362.7 | 351 | 322.4 | 322.4 | 390 | 403 | 390 | 403 | 1211.4193 | 1215.7613 | 1346.0215 | 1302.6014 | 1211.4193 | 1172.3413 | 1076.8172 | 1076.8172 | 1302.6014 | 1346.0215 | 1302.6014 | 1346.0215 | 4464.2 | 14910.4442 | 1.6534
1125 | Ventilation | Supply Fan | FC-2 | University |  |  | 3 |  | 480.0 | 2 | 2.2289125673808600 | 0.75 | 0.845 | 0.702 | 1.1673 |  | 1 | SF-1 | 13.0 | 362.7 | 364 | 403 | 390 | 362.7 | 351 | 322.4 | 322.4 | 390 | 403 | 390 | 403 | 423.3665 | 424.884 | 470.4073 | 455.2328 | 423.3665 | 409.7096 | 376.3258 | 376.3258 | 455.2328 | 470.4073 | 455.2328 | 470.4073 | 4464.2 | 5210.8985 | 0.57783
1126 | Ventilation | Supply Fan | FC-3 | University |  |  | 3 |  | 480.0 | 1.3 | 1.4487931687975600 | 0.75 | 0.75 | 0.65475 | 0.70765 |  | 1 | SF-1 | 13.0 | 362.7 | 364 | 403 | 390 | 362.7 | 351 | 322.4 | 322.4 | 390 | 403 | 390 | 403 | 256.666 | 257.5859 | 285.1844 | 275.9849 | 256.666 | 248.3864 | 228.1475 | 228.1475 | 275.9849 | 285.1844 | 275.9849 | 285.1844 | 4464.2 | 3159.1072 | 0.35031
1127 | Ventilation | Supply Fan | FC-4 | University |  |  | 3 |  | 480.0 | 1 | 1.1144562836904300 | 0.75 | 0.75 | 0.65475 | 0.54435 |  | 1 | SF-1 | 13.0 | 362.7 | 364 | 403 | 390 | 362.7 | 351 | 322.4 | 322.4 | 390 | 403 | 390 | 403 | 197.4354 | 198.143 | 219.3726 | 212.2961 | 197.4354 | 191.0665 | 175.4981 | 175.4981 | 212.2961 | 219.3726 | 212.2961 | 219.3726 | 4464.2 | 2430.0825 | 0.26947
1128 | Ventilation | Supply Fan | FC-2 | University |  |  | 3 |  | 480.0 | 1.6 | 1.7831300539046900 | 0.75 | 0.81875 | 0.66925 | 0.89025 |  | 1 | SF-1 | 13.0 | 362.7 | 364 | 403 | 390 | 362.7 | 351 | 322.4 | 322.4 | 390 | 403 | 390 | 403 | 322.8924 | 324.0497 | 358.7693 | 347.1961 | 322.8924 | 312.4765 | 287.0154 | 287.0154 | 347.1961 | 358.7693 | 347.1961 | 358.7693 | 4464.2 | 3974.238 | 0.43003
1129 | Ventilation | Supply Fan | FC-3 | University |  |  | 3 |  | 480.0 | 1.3 | 1.4487931687975600 | 0.75 | 0.75 | 0.65475 | 0.70765 |  | 1 | SF-1 | 13.0 | 362.7 | 364 | 403 | 390 | 362.7 | 351 | 322.4 | 322.4 | 390 | 403 | 390 | 403 | 256.666 | 257.5859 | 285.1844 | 275.9849 | 256.666 | 248.3864 | 228.1475 | 228.1475 | 275.9849 | 285.1844 | 275.9849 | 285.1844 | 4464.2 | 3159.1072 | 0.34183
1130 | Ventilation | Supply Fan | FC-4 | University |  |  | 3 |  | 480.0 | 1 | 1.1144562836904300 | 0.75 | 0.75 | 0.65475 | 0.54435 |  | 1 | SF-1 | 13.0 | 362.7 | 364 | 403 | 390 | 362.7 | 351 | 322.4 | 322.4 | 390 | 403 | 390 | 403 | 197.4354 | 198.143 | 219.3726 | 212.2961 | 197.4354 | 191.0665 | 175.4981 | 175.4981 | 212.2961 | 219.3726 | 212.2961 | 219.3726 | 4464.2 | 2430.0825 | 0.26295
1131 | Ventilation | Fan Motor | RTU-01 | Uniform |  |  | 3 |  | 575.0 | 2 | 2.670051513008320 | 0.75 | 0.845 | 0.702 | 1.3983 |  | 1 | HA-RTU | 18.0 | 558 | 504 | 558 | 540 | 558 | 540 | 558 | 558 | 540 | 558 | 540 | 502.2 | 780.2428 | 704.7354 | 780.2428 | 755.0737 | 780.2428 | 755.0737 | 780.2428 | 780.2428 | 755.0737 | 780.2428 | 755.0737 | 702.2185 | 6514.2 | 9108.7057 | 0.43669
1132 | Ventilation | Fan Motor | RTU-02 | Uniform |  |  | 3 |  | 575.0 | 2 | 2.670051513008320 | 0.75 | 0.845 | 0.702 | 1.3983 |  | 1 | HA-RTU | 18.0 | 558 | 504 | 558 | 540 | 558 | 540 | 558 | 558 | 540 | 558 | 540 | 502.2 | 780.2428 | 704.7354 | 780.2428 | 755.0737 | 780.2428 | 755.0737 | 780.2428 | 780.2428 | 755.0737 | 780.2428 | 755.0737 | 702.2185 | 6514.2 | 9108.7057 | 0.43669
1133 | Ventilation | Fan Motor | RTU-03 | Uniform |  | 1.5 |  |  |  | 19 | 2.0107238605898100 | 0.75 | 0.845 | 0.702 | 1.3314 |  | 1 | HA-RTU | 18.0 | 558 | 504 | 558 | 540 | 558 | 540 | 558 | 558 | 540 | 558 | 540 | 502.2 | 742.8994 | 671.0059 | 742.8994 | 718.9349 | 742.8994 | 718.9349 | 742.8994 | 742.8994 | 718.9349 | 742.8994 | 718.9349 | 668.6095 | 6514.2 | 8672.7515 | 0.41579
1134 | Ventilation | Fan Motor | RTU-04 | Uniform |  | 1.5 |  |  |  | 19 | 2.0107238605898100 | 0.75 | 0.845 | 0.702 | 1.3314 |  | 1 | HA-RTU | 18.0 | 558 | 504 | 558 | 540 | 558 | 540 | 558 | 558 | 540 | 558 | 540 | 502.2 | 742.8994 | 671.0059 | 742.8994 | 718.9349 | 742.8994 | 718.9349 | 742.8994 | 742.8994 | 718.9349 | 742.8994 | 718.9349 | 668.6095 | 6514.2 | 8672.7515 | 0.41579
1135 | Ventilation | Fan Motor | RTU-05 | Uniform |  | 1.5 |  |  |  | 19 | 2.0107238605898100 | 0.75 | 0.845 | 0.702 | 1.3314 |  | 1 | HA-RTU | 18.0 | 558 | 504 | 558 | 540 | 558 | 540 | 558 | 558 | 540 | 558 | 540 | 502.2 | 742.8994 | 671.0059 | 742.8994 | 718.9349 | 742.8994 | 718.9349 | 742.8994 | 742.8994 | 718.9349 | 742.8994 | 718.9349 | 668.6095 | 6514.2 | 8672.7515 | 0.41579
1136 | Domestic hot water | DHW Tank |  | DHW |  | 3 |  |  |  |  | 4.021447721179630 | 1 | 1 | 0.71525 | 3 |  | 0.15 | All Day | 24.0 | 44.64 | 40.32 | 44.64 | 43.2 | 111.6 | 108 | 111.6 | 111.6 | 108 | 111.6 | 108 | 111.6 | 133.92 | 120.96 | 133.92 | 129.6 | 334.8 | 324 | 334.8 | 334.8 | 324 | 334.8 | 324 | 334.8 | 1054.8 | 3164.4 | 0.29331
1137 | Domestic hot water | DHW Tank |  | DHW |  | 3 |  |  |  |  | 4.021447721179630 | 1 | 1 | 0.71525 | 3 |  | 0.15 | All Day | 24.0 | 44.64 | 40.32 | 44.64 | 43.2 | 111.6 | 108 | 111.6 | 111.6 | 108 | 111.6 | 108 | 111.6 | 133.92 | 120.96 | 133.92 | 129.6 | 334.8 | 324 | 334.8 | 334.8 | 324 | 334.8 | 324 | 334.8 | 1054.8 | 3164.4 | 0.29331
1138 | Pump | Well Pump #10 |  | Pump #10 | 26.0 | [5 empty] | 26.0 | 0.75 | 0.9115 | 0.80375 | 15.9594 |  | 1 | All Day | 24.0 | 297.6 | 672 | 744 | 720 | 0 | 0 | 0 | 0 | 720 | 372 | 0 | 0 | 4749.5197 | 10724.7219 | 11873.7992 | 11490.7735 | 0 | 0 | 0 | 0 | 11490.7735 | 5936.8996 | 0 | 0 | 3525.6 | 56266.4873 | 14.5251
1139 | AC system | DX Compressor | HP-1 | Cooling 1 |  |  | 1 | 27 | 230.0 |  | 8.324396782841820 | 0.75 | 0.75 | 0.935 | 4.3548 |  | 0.25 | Occupied | 19.25 | 0 | 0 | 0 | 0 | 44.7563 | 144.375 | 119.35 | 74.5938 | 57.75 | 0 | 0 | 0 | 0 | 0 | 0 | 0 | 194.9028 | 628.7188 | 519.7409 | 324.8381 | 251.4875 | 0 | 0 | 0 | 440.825 | 1919.6882 | 1.1011
1140 | AC system | DX Compressor | HP-2 | Cooling 1 |  |  | 1 | 27 | 230.0 |  | 8.324396782841820 | 0.75 | 0.75 | 0.935 | 4.3548 |  | 0.25 | Occupied | 19.25 | 0 | 0 | 0 | 0 | 44.7563 | 144.375 | 119.35 | 74.5938 | 57.75 | 0 | 0 | 0 | 0 | 0 | 0 | 0 | 194.9028 | 628.7188 | 519.7409 | 324.8381 | 251.4875 | 0 | 0 | 0 | 440.825 | 1919.6882 | 1.1011
1141 | AC system | DX Compressor | HP-3 | Cooling 1 |  |  | 1 | 17.3 | 230.0 |  | 5.333780160857910 | 0.75 | 0.75 | 0.905 | 2.7007 |  | 0.25 | Occupied | 19.25 | 0 | 0 | 0 | 0 | 44.7563 | 144.375 | 119.35 | 74.5938 | 57.75 | 0 | 0 | 0 | 0 | 0 | 0 | 0 | 120.8753 | 389.9202 | 322.3341 | 201.4588 | 155.9681 | 0 | 0 | 0 | 440.825 | 1190.5565 | 0.68289
1142 | AC system | DX Compressor | FCU-4 | Cooling 1 |  |  | 1 | 17.5 | 230.0 |  | 5.39544235924933 | 0.75 | 0.75 | 0.905 | 2.732 |  | 0.25 | Occupied | 19.25 | 0 | 0 | 0 | 0 | 44.7563 | 144.375 | 119.35 | 74.5938 | 57.75 | 0 | 0 | 0 | 0 | 0 | 0 | 0 | 122.2727 | 394.428 | 326.0605 | 203.7878 | 157.7712 | 0 | 0 | 0 | 440.825 | 1204.3201 | 0.69079
1143 | AC system | DX Compressor | FCU-5 | Cooling 1 |  |  | 1 | 17.5 | 230.0 |  | 5.39544235924933 | 0.75 | 0.75 | 0.905 | 2.732 |  | 0.25 | Occupied | 19.25 | 0 | 0 | 0 | 0 | 44.7563 | 144.375 | 119.35 | 74.5938 | 57.75 | 0 | 0 | 0 | 0 | 0 | 0 | 0 | 122.2727 | 394.428 | 326.0605 | 203.7878 | 157.7712 | 0 | 0 | 0 | 440.825 | 1204.3201 | 0.69079
1144 | AC system | DX Compressor | FCU-6 | Cooling 1 |  |  | 1 | 17.5 | 230.0 |  | 5.39544235924933 | 0.75 | 0.75 | 0.905 | 2.732 |  | 0.25 | Occupied | 19.25 | 0 | 0 | 0 | 0 | 44.7563 | 144.375 | 119.35 | 74.5938 | 57.75 | 0 | 0 | 0 | 0 | 0 | 0 | 0 | 122.2727 | 394.428 | 326.0605 | 203.7878 | 157.7712 | 0 | 0 | 0 | 440.825 | 1204.3201 | 0.69079
1145 | AC system | Compressor | RTU-1 | Cooling 1 |  |  | 3 | 16 | 230.0 |  | 8.544164841626630 | 0.75 | 0.8825 | 0.7645 | 3.6547 |  | 0.25 | Occupied | 19.25 | 0 | 0 | 0 | 0 | 44.7563 | 144.375 | 119.35 | 74.5938 | 57.75 | 0 | 0 | 0 | 0 | 0 | 0 | 0 | 163.569 | 527.6418 | 436.1839 | 272.6149 | 211.0567 | 0 | 0 | 0 | 440.825 | 1611.0663 | 0.92409
1146 | AC system | Compressor | RTU-2 | Cooling 1 |  |  | 3 | 16 | 230.0 |  | 8.544164841626630 | 0.75 | 0.8825 | 0.7645 | 3.6547 |  | 0.25 | Occupied | 19.25 | 0 | 0 | 0 | 0 | 44.7563 | 144.375 | 119.35 | 74.5938 | 57.75 | 0 | 0 | 0 | 0 | 0 | 0 | 0 | 163.569 | 527.6418 | 436.1839 | 272.6149 | 211.0567 | 0 | 0 | 0 | 440.825 | 1611.0663 | 0.92409
1147 | AC system | Compressor | RTU-3 | Cooling 1 |  |  | 3 | 19 | 230.0 |  | 10.146195749431600 | 0.75 | 0.89338 | 0.78375 | 4.4492 |  | 0.25 | Occupied | 19.25 | 0 | 0 | 0 | 0 | 44.7563 | 144.375 | 119.35 | 74.5938 | 57.75 | 0 | 0 | 0 | 0 | 0 | 0 | 0 | 199.129 | 642.3517 | 531.0107 | 331.8817 | 256.9407 | 0 | 0 | 0 | 440.825 | 1961.3139 | 1.125
1148 | AC system | Compressor | RTU-4 | Cooling 1 |  |  | 3 | 16 | 230.0 |  | 8.544164841626630 | 0.75 | 0.8825 | 0.7645 | 3.6547 |  | 0.25 | Occupied | 19.25 | 0 | 0 | 0 | 0 | 44.7563 | 144.375 | 119.35 | 74.5938 | 57.75 | 0 | 0 | 0 | 0 | 0 | 0 | 0 | 163.569 | 527.6418 | 436.1839 | 272.6149 | 211.0567 | 0 | 0 | 0 | 440.825 | 1611.0663 | 0.92409
1149 | AC system | Compressor | AHU-1 | Cooling 1 |  |  | 3 | 16 | 230.0 |  | 8.544164841626630 | 0.75 | 0.8825 | 0.7645 | 3.6547 |  | 0.25 | Occupied | 19.25 | 0 | 0 | 0 | 0 | 44.7563 | 144.375 | 119.35 | 74.5938 | 57.75 | 0 | 0 | 0 | 0 | 0 | 0 | 0 | 163.569 | 527.6418 | 436.1839 | 272.6149 | 211.0567 | 0 | 0 | 0 | 440.825 | 1611.0663 | 0.92409
1150 | Ventilation | Supply Fan | RTU-SF4 | University |  | 1 |  |  |  |  | 1.3404825737265400 | 0.75 | 0.75 | 0.65475 | 1 |  | 1 | 24.0 | 24.0 | 669.6 | 672 | 744 | 720 | 744 | 576 | 595.2 | 595.2 | 720 | 744 | 720 | 595.2 | 669.6 | 672 | 744 | 720 | 744 | 576 | 595.2 | 595.2 | 720 | 744 | 720 | 595.2 | 8095.2 | 8095.2 | 2.3662
1151 | Ventilation | Water Heater Combustion Fan | WH-1 | Uniform |  |  | 1 |  | 120.0 | 12 | 1.9302949061662200 | 0.75 | 0.75 | 0.79 | 1.1376 |  | 0.045 | 24.0 | 24.0 | 33.48 | 30.24 | 33.48 | 32.4 | 33.48 | 32.4 | 33.48 | 33.48 | 32.4 | 33.48 | 32.4 | 33.48 | 38.0868 | 34.401 | 38.0868 | 36.8582 | 38.0868 | 36.8582 | 38.0868 | 38.0868 | 36.8582 | 38.0868 | 36.8582 | 38.0868 | 394.2 | 448.4419 | 0.13108
1152 | Ventilation | Water Heater Combustion Fan | WH-2 | Uniform |  |  | 1 |  | 120.0 | 12 | 1.9302949061662200 | 0.75 | 0.75 | 0.79 | 1.1376 |  | 0.045 | 24.0 | 24.0 | 33.48 | 30.24 | 33.48 | 32.4 | 33.48 | 32.4 | 33.48 | 33.48 | 32.4 | 33.48 | 32.4 | 33.48 | 38.0868 | 34.401 | 38.0868 | 36.8582 | 38.0868 | 36.8582 | 38.0868 | 38.0868 | 36.8582 | 38.0868 | 36.8582 | 38.0868 | 394.2 | 448.4419 | 0.13108
1153 | Pump | Chiller Pump | P-6 | Cooling 1 | 15 | [5 empty] | 15 | 0.75 | 0.90012 | 0.7965 | 9.3237 |  | 1 | All Day | 24.0 | 0 | 0 | 0 | 0 | 186 | 504 | 595.2 | 744 | 684 | 446.4 | 0 | 0 | 0 | 0 | 0 | 0 | 1734.2091 | 4699.1473 | 5549.4692 | 6936.8366 | 6377.4142 | 4162.1019 | 0 | 0 | 3159.6 | 29459.1784 | 5.3
1154 | Pump | Chilled Water Pump | P-7 | Cooling 1 | 15 | [5 empty] | 15 | 0.75 | 0.90012 | 0.7965 | 9.3237 | 0.8 | 1 | All Day | 24.0 | 0 | 0 | 0 | 0 | 186 | 504 | 595.2 | 744 | 684 | 446.4 | 0 | 0 | 0 | 0 | 0 | 0 | 1109.8938 | 3007.4543 | 3551.6603 | 4439.5754 | 4081.5451 | 2663.7452 | 0 | 0 | 3159.6 | 18853.8742 | 3.392
1155 | Heat Pump | Compressor | MHP-5 | Heat Pump |  |  | 3 | 32 | 575.0 |  | 42.720824208133200 | 0.75 | 0.92175 | 0.80875 | 19.331 |  | 0.2 | All Day | 24.0 | 148.8 | 134.4 | 148.8 | 115.2 | 89.28 | 115.2 | 119.04 | 119.04 | 115.2 | 119.04 | 144 | 148.8 | 2876.4507 | 2598.0845 | 2876.4507 | 2226.9296 | 1725.8704 | 2226.9296 | 2301.1606 | 2301.1606 | 2226.9296 | 2301.1606 | 2783.662 | 2876.4507 | 1516.8 | 29321.2396 | 2.1141
1156 | Ventilation | Force Flow Heater | FF-1 | Heating 1 | 0.04 |  | 1 |  | 120.0 |  | 0.04 | 0.75 | 0.75 | 0.67 | 0.02984 |  | 1 |  | 24.0 | 520.8 | 672 | 744 | 432 | 446.4 | 432 | 148.8 | 18.6 | 144 | 520.8 | 720 | 520.8 | 15.5407 | 20.0525 | 22.201 | 12.8909 | 13.3206 | 12.8909 | 4.4402 | 0.55502 | 4.297 | 15.5407 | 21.4848 | 15.5407 | 5320.2 | 158.7548 | 0.024298
1157 | Ventilation | Force Flow Heater | FF-2 | Heating 1 | 0.04 |  | 1 |  | 120.0 |  | 0.04 | 0.75 | 0.75 | 0.67 | 0.02984 |  | 1 |  | 24.0 | 520.8 | 672 | 744 | 432 | 446.4 | 432 | 148.8 | 18.6 | 144 | 520.8 | 720 | 520.8 | 15.5407 | 20.0525 | 22.201 | 12.8909 | 13.3206 | 12.8909 | 4.4402 | 0.55502 | 4.297 | 15.5407 | 21.4848 | 15.5407 | 5320.2 | 158.7548 | 0.024298
1158 | Ventilation | Force Flow Heater | FF-3 | Heating 1 | 0.04 |  | 1 |  | 120.0 |  | 0.04 | 0.75 | 0.75 | 0.67 | 0.02984 |  | 1 |  | 24.0 | 520.8 | 672 | 744 | 432 | 446.4 | 432 | 148.8 | 18.6 | 144 | 520.8 | 720 | 520.8 | 15.5407 | 20.0525 | 22.201 | 12.8909 | 13.3206 | 12.8909 | 4.4402 | 0.55502 | 4.297 | 15.5407 | 21.4848 | 15.5407 | 5320.2 | 158.7548 | 0.024298
1159 | Domestic hot water | Domestic hot water |  | Uniform |  | 4.5 |  |  |  |  | 6.032171581769440 | 0.75 | 0.87 | 0.758 | 3.8793 |  | 0.13 | All Day | 24.0 | 96.72 | 87.36 | 96.72 | 93.6 | 96.72 | 93.6 | 96.72 | 96.72 | 93.6 | 96.72 | 93.6 | 96.72 | 375.2069 | 338.8966 | 375.2069 | 363.1034 | 375.2069 | 363.1034 | 375.2069 | 375.2069 | 363.1034 | 375.2069 | 363.1034 | 375.2069 | 1138.8 | 4417.7586 | 12.8167
1160 | Domestic hot water | Domestic hot water |  | Uniform |  | 4.5 |  |  |  |  | 6.032171581769440 | 0.75 | 0.87 | 0.758 | 3.8793 |  | 0.13 | All Day | 24.0 | 96.72 | 87.36 | 96.72 | 93.6 | 96.72 | 93.6 | 96.72 | 96.72 | 93.6 | 96.72 | 93.6 | 96.72 | 375.2069 | 338.8966 | 375.2069 | 363.1034 | 375.2069 | 363.1034 | 375.2069 | 375.2069 | 363.1034 | 375.2069 | 363.1034 | 375.2069 | 1138.8 | 4417.7586 | 12.8167
1161 | AC system | Compressor | CU-1 | Cooling 2 |  |  | 3 | 60.5 | 208.0 |  | 29.217328904084100 | 0.75 | 0.9115 | 0.80375 | 13.139 |  | 0.35 | All Day | 24.0 | 0 | 0 | 0 | 0 | 78.12 | 151.2 | 338.52 | 234.36 | 25.2 | 0 | 0 | 0 | 0 | 0 | 0 | 0 | 1026.417 | 1986.6135 | 4447.8068 | 3079.2509 | 331.1022 | 0 | 0 | 0 | 827.4 | 10871.1904 | 1.3645
1162 | AC system | Compressor | RTU-1 | Cooling 2 |  |  | 3 | 35.3 | 208.0 |  | 17.047466286184600 | 0.75 | 0.90012 | 0.7965 | 7.5971 |  | 0.35 | All Day | 24.0 | 0 | 0 | 0 | 0 | 78.12 | 151.2 | 338.52 | 234.36 | 25.2 | 0 | 0 | 0 | 0 | 0 | 0 | 0 | 593.4825 | 1148.6759 | 2571.7577 | 1780.4476 | 191.446 | 0 | 0 | 0 | 827.4 | 6285.8097 | 0.78896
1163 | AC system | Compressor | RTU-2 | Cooling 2 |  |  | 3 | 35.3 | 208.0 |  | 17.047466286184600 | 0.75 | 0.90012 | 0.7965 | 7.5971 |  | 0.35 | All Day | 24.0 | 0 | 0 | 0 | 0 | 78.12 | 151.2 | 338.52 | 234.36 | 25.2 | 0 | 0 | 0 | 0 | 0 | 0 | 0 | 593.4825 | 1148.6759 | 2571.7577 | 1780.4476 | 191.446 | 0 | 0 | 0 | 827.4 | 6285.8097 | 0.78896
1164 | AC system | Compressor | RTU-3 | Cooling 2 |  |  | 3 | 35.3 | 208.0 |  | 17.047466286184600 | 0.75 | 0.90012 | 0.7965 | 7.5971 |  | 0.35 | All Day | 24.0 | 0 | 0 | 0 | 0 | 78.12 | 151.2 | 338.52 | 234.36 | 25.2 | 0 | 0 | 0 | 0 | 0 | 0 | 0 | 593.4825 | 1148.6759 | 2571.7577 | 1780.4476 | 191.446 | 0 | 0 | 0 | 827.4 | 6285.8097 | 0.78896
1165 | Electric heating | Front (South) Office Space Heater | SH 1 | Heating 1 |  | 0.5 |  |  |  |  | 0.6702412868632710 | 0.75 | 0.75 | 0.7 | 0.5 |  | 0.5 | Occupied (Example) | 12.0 | 186 | 134.4 | 130.2 | 36 | 18.6 | 18 | 4.65 | 4.65 | 36 | 120.9 | 144 | 186 | 93 | 67.2 | 65.1 | 18 | 9.3 | 9 | 2.325 | 2.325 | 18 | 60.45 | 72 | 93 | 1019.4 | 509.7 | 0.8672
1166 | Electric heating | In suite BBs | ISBB 1 to 16 | Heating 1 |  | 16 |  |  |  |  | 21.447721179624700 | 0.75 | 0.90412 | 0.79925 | 13.2725 |  | 0.5 | All Day | 24.0 | 372 | 268.8 | 260.4 | 72 | 37.2 | 36 | 9.3 | 9.3 | 72 | 241.8 | 288 | 372 | 4937.3704 | 3567.6483 | 3456.1593 | 955.6201 | 493.737 | 477.81 | 123.4343 | 123.4343 | 955.6201 | 3209.2908 | 3822.4803 | 4937.3704 | 2038.8 | 27059.9751 | 46.0399
1167 | Electric heating | 3rd Floor Hallway BB | HBB 1 | Heating 1 |  | 0.485 |  |  |  |  | 0.6501340482573730 | 0.75 | 0.75 | 0.7 | 0.485 |  | 0.5 | All Day | 24.0 | 372 | 268.8 | 260.4 | 72 | 37.2 | 36 | 9.3 | 9.3 | 72 | 241.8 | 288 | 372 | 180.42 | 130.368 | 126.294 | 34.92 | 18.042 | 17.46 | 4.5105 | 4.5105 | 34.92 | 117.273 | 139.68 | 180.42 | 2038.8 | 988.818 | 1.6824
1168 | Electric heating | 1st Floor Hallway BB | HBB 2 | Heating 1 |  | 1.75 |  |  |  |  | 2.3458445040214500 | 0.75 | 0.845 | 0.702 | 1.5533 |  | 0.5 | All Day | 24.0 | 372 | 268.8 | 260.4 | 72 | 37.2 | 36 | 9.3 | 9.3 | 72 | 241.8 | 288 | 372 | 577.8107 | 417.5148 | 404.4675 | 111.8343 | 57.7811 | 55.9172 | 14.4453 | 14.4453 | 111.8343 | 375.5769 | 447.3373 | 577.8107 | 2038.8 | 3166.7751 | 5.388
1169 | Electric heating | 1st Floor Hallway BB | HBB 3 | Heating 1 |  | 1.5 |  |  |  |  | 2.0107238605898100 | 0.75 | 0.845 | 0.702 | 1.3314 |  | 0.5 | All Day | 24.0 | 372 | 268.8 | 260.4 | 72 | 37.2 | 36 | 9.3 | 9.3 | 72 | 241.8 | 288 | 372 | 495.2663 | 357.8698 | 346.6864 | 95.858 | 49.5266 | 47.929 | 12.3817 | 12.3817 | 95.858 | 321.9231 | 383.432 | 495.2663 | 2038.8 | 2714.3787 | 4.6183
1170 | Electric heating | 1st Floor Hallway BB | HBB 4 | Heating 1 |  | 1.5 |  |  |  |  | 2.0107238605898100 | 0.75 | 0.845 | 0.702 | 1.3314 |  | 0.5 | All Day | 24.0 | 372 | 268.8 | 260.4 | 72 | 37.2 | 36 | 9.3 | 9.3 | 72 | 241.8 | 288 | 372 | 495.2663 | 357.8698 | 346.6864 | 95.858 | 49.5266 | 47.929 | 12.3817 | 12.3817 | 95.858 | 321.9231 | 383.432 | 495.2663 | 2038.8 | 2714.3787 | 4.6183
1171 | Heat pump | Compressor | FUR/CU-1 | Heat Pump |  |  | 1 | 23 | 208.0 |  | 6.412868633 | 0.75 | 0.75 | 0.905 | 3.2471 |  | 0.75 | Furnace-1 | 17.0 | 395.25 | 357 | 256.9125 | 248.625 | 79.05 | 76.5 | 79.05 | 79.05 | 114.75 | 158.1 | 344.25 | 395.25 | 1283.4321 | 1159.229 | 834.2309 | 807.3202 | 256.6864 | 248.4062 | 256.6864 | 256.6864 | 372.6093 | 513.3728 | 1117.8279 | 1283.4321 | 2583.7875 | 8389.9197 | 27.6054
1172 | Heat pump | Compressor | HP-2 | Heat Pump |  |  | 3 | 11.5 | 208.0 |  | 5.553707147057310 | 0.75 | 0.87 | 0.758 | 2.3553 |  | 0.5 | RTUs, AH-1 and HPs | 16.928571428571400 | 262.3929 | 213.3 | 209.9143 | 50.7857 | 78.7179 | 126.9643 | 262.3929 | 262.3929 | 177.75 | 157.4357 | 228.5357 | 262.3929 | 618.0225 | 502.3925 | 494.418 | 119.6173 | 185.4067 | 299.0431 | 618.0225 | 618.0225 | 418.6604 | 370.8135 | 538.2777 | 618.0225 | 2292.975 | 5400.7191 | 4.013
1173 | Heat pump | Compressor | HP-10 | Heat Pump |  |  | 3 | 14.6 | 208.0 |  | 7.050793421481460 | 0.75 | 0.87 | 0.758 | 2.9902 |  | 0.5 | RTUs, AH-1 and HPs | 16.928571428571400 | 262.3929 | 213.3 | 209.9143 | 50.7857 | 78.7179 | 126.9643 | 262.3929 | 262.3929 | 177.75 | 157.4357 | 228.5357 | 262.3929 | 784.6199 | 637.82 | 627.6959 | 151.8619 | 235.386 | 379.6548 | 784.6199 | 784.6199 | 531.5167 | 470.7719 | 683.3786 | 784.6199 | 2292.975 | 6856.5651 | 5.0948
1174 | Electric heating | Electric Heater |  | Heating 1 |  | 84 |  |  |  |  | 112.6005361930300 | 0.75 | 0.9375 | 0.82325 | 84 |  | 0.5 | Occupied | 20.5 | 317.75 | 243.95 | 174.7625 | 138.375 | 63.55 | 46.125 | 31.775 | 31.775 | 46.125 | 95.325 | 184.5 | 285.975 | 26691 | 20491.8 | 14680.05 | 11623.5 | 5338.2 | 3874.5 | 2669.1 | 2669.1 | 3874.5 | 8007.3 | 15498 | 24021.9 | 1659.9875 | 139438.95 | 20.1447
1175 | Electric heating | Electric Heater |  | Heating 1 |  | 12 |  |  |  |  | 16.0857908847185 | 0.75 | 0.90012 | 0.7965 | 12 |  | 1 | Occupied | 20.5 | 635.5 | 487.9 | 349.525 | 276.75 | 127.1 | 92.25 | 63.55 | 63.55 | 92.25 | 190.65 | 369 | 571.95 | 7626 | 5854.8 | 4194.3 | 3321 | 1525.2 | 1107 | 762.6 | 762.6 | 1107 | 2287.8 | 4428 | 6863.4 | 3319.975 | 39839.7 | 5.7556
1176 | Electric heating | Electric Heater |  | Heating 1 |  | 12 |  |  |  |  | 16.0857908847185 | 0.75 | 0.90012 | 0.7965 | 12 |  | 1 | Occupied | 20.5 | 635.5 | 487.9 | 349.525 | 276.75 | 127.1 | 92.25 | 63.55 | 63.55 | 92.25 | 190.65 | 369 | 571.95 | 7626 | 5854.8 | 4194.3 | 3321 | 1525.2 | 1107 | 762.6 | 762.6 | 1107 | 2287.8 | 4428 | 6863.4 | 3319.975 | 39839.7 | 5.7556
1177 | AC system | AC Compressor | AC-1 | Cooling 1 | 32.0 |  | 3 | 111 | 575.0 |  | 32.0 | 0.75 | 0.91612 | 0.809 | 19.5432 |  | 0.3 | Occupied | 8.571428571428570 | 0 | 0 | 0 | 0 | 0 | 0 | 79.7143 | 79.7143 | 77.1429 | 0 | 0 | 0 | 0 | 0 | 0 | 0 | 0 | 0 | 1557.871 | 1557.871 | 1507.6171 | 0 | 0 | 0 | 236.5714 | 4623.3591 | 1.3403
1178 | AC system | AC Compressor | AC-2 | Cooling 1 | 32.0 | [5 empty] | 32.0 | 0.75 | 0.91612 | 0.809 | 19.5432 |  | 0.3 | Occupied | 8.571428571428570 | 0 | 0 | 0 | 0 | 0 | 0 | 79.7143 | 79.7143 | 77.1429 | 0 | 0 | 0 | 0 | 0 | 0 | 0 | 0 | 0 | 1557.871 | 1557.871 | 1507.6171 | 0 | 0 | 0 | 236.5714 | 4623.3591 | 1.3403
1179 | AC system | AC Compressor | AC-3 | Cooling 1 | 22.0 | [5 empty] | 22.0 | 0.75 | 0.90412 | 0.79925 | 13.6143 |  | 0.3 | Occupied | 8.571428571428570 | 0 | 0 | 0 | 0 | 0 | 0 | 79.7143 | 79.7143 | 77.1429 | 0 | 0 | 0 | 0 | 0 | 0 | 0 | 0 | 0 | 1085.2516 | 1085.2516 | 1050.2435 | 0 | 0 | 0 | 236.5714 | 3220.7468 | 0.93369
1180 | Heat pump | Compressor | FCU-1 | Heat Pump |  |  | 3 | 6.4 | 230.0 |  | 3.417665936650650 | 0.75 | 0.86 | 0.71525 | 1.3677 |  | 0.8 | Occupied | 18.897959183673500 | 328.0686 | 296.32 | 140.6008 | 90.7102 | 0 | 136.0653 | 46.8669 | 46.8669 | 90.7102 | 328.0686 | 453.551 | 468.6694 | 448.696 | 405.2738 | 192.2983 | 124.0634 | 0 | 186.0951 | 64.0994 | 64.0994 | 124.0634 | 448.696 | 620.317 | 640.9943 | 2426.498 | 3318.6962 | 1.4512
1181 | Heat pump | Compressor | FCU-2 | Heat Pump |  |  | 3 | 6.4 | 230.0 |  | 3.417665936650650 | 0.75 | 0.86 | 0.71525 | 1.3677 |  | 0.8 | Occupied | 18.897959183673500 | 328.0686 | 296.32 | 140.6008 | 90.7102 | 0 | 136.0653 | 46.8669 | 46.8669 | 90.7102 | 328.0686 | 453.551 | 468.6694 | 448.696 | 405.2738 | 192.2983 | 124.0634 | 0 | 186.0951 | 64.0994 | 64.0994 | 124.0634 | 448.696 | 620.317 | 640.9943 | 2426.498 | 3318.6962 | 1.4512
1182 | Heat pump | Compressor | FCU-3 | Heat Pump |  |  | 3 | 10.7 | 230.0 |  | 5.71391023783781 | 0.75 | 0.87 | 0.758 | 2.4233 |  | 0.8 | Occupied | 18.897959183673500 | 328.0686 | 296.32 | 140.6008 | 90.7102 | 0 | 136.0653 | 46.8669 | 46.8669 | 90.7102 | 328.0686 | 453.551 | 468.6694 | 795.0004 | 718.0649 | 340.7144 | 219.8158 | 0 | 329.7237 | 113.5715 | 113.5715 | 219.8158 | 795.0004 | 1099.0789 | 1135.7148 | 2426.498 | 5880.072 | 2.5712
1183 | Heat pump | Compressor | FCU-4 | Heat Pump |  |  | 3 | 9 | 230.0 |  | 4.806092723414980 | 0.75 | 0.86 | 0.71525 | 1.9233 |  | 0.8 | Occupied | 18.897959183673500 | 328.0686 | 296.32 | 140.6008 | 90.7102 | 0 | 136.0653 | 46.8669 | 46.8669 | 90.7102 | 328.0686 | 453.551 | 468.6694 | 630.9787 | 569.9163 | 270.4195 | 174.4642 | 0 | 261.6963 | 90.1398 | 90.1398 | 174.4642 | 630.9787 | 872.3208 | 901.3982 | 2426.498 | 4666.9165 | 2.0407
1184 | Heat pump | Compressor | AC-1 | Heat Pump |  |  | 1 | 11.5 | 230.0 |  | 3.5455764075067000 | 0.75 | 0.75 | 0.845 | 1.6763 |  | 0.8 | Occupied | 18.897959183673500 | 328.0686 | 296.32 | 140.6008 | 90.7102 | 0 | 136.0653 | 46.8669 | 46.8669 | 90.7102 | 328.0686 | 453.551 | 468.6694 | 549.9311 | 496.712 | 235.6848 | 152.0547 | 0 | 228.082 | 78.5616 | 78.5616 | 152.0547 | 549.9311 | 760.2734 | 785.6158 | 2426.498 | 4067.4627 | 1.7786
1185 | Heat pump | Compressor | AC-2 | Heat Pump |  |  | 1 | 11.5 | 230.0 |  | 3.5455764075067000 | 0.75 | 0.75 | 0.845 | 1.6763 |  | 0.8 | Occupied | 18.897959183673500 | 328.0686 | 296.32 | 140.6008 | 90.7102 | 0 | 136.0653 | 46.8669 | 46.8669 | 90.7102 | 328.0686 | 453.551 | 468.6694 | 549.9311 | 496.712 | 235.6848 | 152.0547 | 0 | 228.082 | 78.5616 | 78.5616 | 152.0547 | 549.9311 | 760.2734 | 785.6158 | 2426.498 | 4067.4627 | 1.7786
1186 | Heat pump | Compressor | AC-3 | Heat Pump |  |  | 1 | 11.5 | 230.0 |  | 3.5455764075067000 | 0.75 | 0.75 | 0.845 | 1.6763 |  | 0.8 | Occupied | 18.897959183673500 | 328.0686 | 296.32 | 140.6008 | 90.7102 | 0 | 136.0653 | 46.8669 | 46.8669 | 90.7102 | 328.0686 | 453.551 | 468.6694 | 549.9311 | 496.712 | 235.6848 | 152.0547 | 0 | 228.082 | 78.5616 | 78.5616 | 152.0547 | 549.9311 | 760.2734 | 785.6158 | 2426.498 | 4067.4627 | 1.7786
1187 | Heat pump | Compressor | AC-4 | Heat Pump |  |  | 1 | 11.5 | 230.0 |  | 3.5455764075067000 | 0.75 | 0.75 | 0.845 | 1.6763 |  | 0.8 | Occupied | 18.897959183673500 | 328.0686 | 296.32 | 140.6008 | 90.7102 | 0 | 136.0653 | 46.8669 | 46.8669 | 90.7102 | 328.0686 | 453.551 | 468.6694 | 549.9311 | 496.712 | 235.6848 | 152.0547 | 0 | 228.082 | 78.5616 | 78.5616 | 152.0547 | 549.9311 | 760.2734 | 785.6158 | 2426.498 | 4067.4627 | 1.7786
1188 | Pump | Air Handler Chilled Water Circulator | P-3 | Cooling 1 |  | 1.44 |  |  |  |  | 1.9302949061662200 | 0.75 | 0.81875 | 0.66925 | 1.3191 |  | 0.3 | All Day | 24.0 | 0 | 0 | 0 | 32.4 | 122.76 | 190.08 | 223.2 | 196.416 | 75.6 | 29.016 | 8.64 | 0 | 0 | 0 | 0 | 42.7383 | 161.9307 | 250.7315 | 294.4195 | 259.0892 | 99.7227 | 38.2745 | 11.3969 | 0 | 878.112 | 1158.3035 | 0.15984
1189 | Pump | AHU-103 Chilled Water Circulator | P-109 | Cooling 1 |  | 1.35 |  |  |  |  | 1.8096514745308300 | 0.75 | 0.81875 | 0.66925 | 1.2366 |  | 0.3 | All Day | 24.0 | 0 | 0 | 0 | 32.4 | 122.76 | 190.08 | 223.2 | 196.416 | 75.6 | 29.016 | 8.64 | 0 | 0 | 0 | 0 | 40.0672 | 151.8101 | 235.0608 | 276.0183 | 242.8961 | 93.4901 | 35.8824 | 10.6846 | 0 | 878.112 | 1085.9095 | 0.14985
1190 | Pump | HW Pump | P3B | Heating 1 |  |  | 3 |  | 575.0 | 6 | 8.010154539024970 | 0.75 | 0.8825 | 0.7645 | 4.5683 |  | 0.05 | Occupied | 16.75 | 24.6644 | 22.2775 | 18.1737 | 15.075 | 7.7888 | 2.5125 | 2.5962 | 2.077 | 7.5375 | 18.1737 | 21.3562 | 25.9625 | 112.6749 | 101.7709 | 83.0236 | 68.8675 | 35.5816 | 11.4779 | 11.8605 | 9.4884 | 34.4338 | 83.0236 | 97.5623 | 118.6052 | 168.1951 | 768.3704 | 0.074658
1191 | Electric heating | Electric baseboard heater | EBH-1 | Heating |  | 0.5 |  |  |  |  | 0.6702412868632710 | 0.75 | 0.75 | 0.7 | 0.5 |  | 0.3 |  | 24.0 | 178.56 | 161.28 | 133.92 | 0 | 0 | 0 | 0 | 0 | 86.4 | 111.6 | 194.4 | 223.2 | 89.28 | 80.64 | 66.96 | 0 | 0 | 0 | 0 | 0 | 43.2 | 55.8 | 97.2 | 111.6 | 1089.36 | 544.68 | 0.18167
1192 | Electric heating | Electric baseboard heater | EBH-2 | Heating |  | 0.5 |  |  |  |  | 0.6702412868632710 | 0.75 | 0.75 | 0.7 | 0.5 |  | 0.3 |  | 24.0 | 178.56 | 161.28 | 133.92 | 0 | 0 | 0 | 0 | 0 | 86.4 | 111.6 | 194.4 | 223.2 | 89.28 | 80.64 | 66.96 | 0 | 0 | 0 | 0 | 0 | 43.2 | 55.8 | 97.2 | 111.6 | 1089.36 | 544.68 | 0.18167
1193 | AC system | Compressor | RTU-1 | Cooling 2 |  |  | 3 | 7.7 | 575 |  | 10.279698325082000 | 0.75 | 0.89338 | 0.78375 | 4.5077 |  | 0.28 | 24h 7d | 24.0 | 0 | 0 | 0 | 60.48 | 104.16 | 141.12 | 208.32 | 208.32 | 141.12 | 104.16 | 0 | 0 | 0 | 0 | 0 | 272.6276 | 469.5253 | 636.131 | 939.0506 | 939.0506 | 636.131 | 469.5253 | 0 | 0 | 967.68 | 4362.0414 | 0.51747
1194 | AC system | Compressor | RTU-1 | Cooling 2 |  |  | 3 | 7.7 | 575 |  | 10.279698325082000 | 0.75 | 0.89338 | 0.78375 | 4.5077 |  | 0.28 | 24h 7d | 24.0 | 0 | 0 | 0 | 60.48 | 104.16 | 141.12 | 208.32 | 208.32 | 141.12 | 104.16 | 0 | 0 | 0 | 0 | 0 | 272.6276 | 469.5253 | 636.131 | 939.0506 | 939.0506 | 636.131 | 469.5253 | 0 | 0 | 967.68 | 4362.0414 | 0.51747
1195 | AC system | Compressor | RTU-1 | Cooling 2 |  |  | 3 | 7.7 | 575 |  | 10.279698325082000 | 0.75 | 0.89338 | 0.78375 | 4.5077 |  | 0.28 | 24h 7d | 24.0 | 0 | 0 | 0 | 60.48 | 104.16 | 141.12 | 208.32 | 208.32 | 141.12 | 104.16 | 0 | 0 | 0 | 0 | 0 | 272.6276 | 469.5253 | 636.131 | 939.0506 | 939.0506 | 636.131 | 469.5253 | 0 | 0 | 967.68 | 4362.0414 | 0.51747
1196 | AC system | Compressor | RTU-1 | Cooling 2 |  |  | 3 | 7.7 | 575 |  | 10.279698325082000 | 0.75 | 0.89338 | 0.78375 | 4.5077 |  | 0.28 | 24h 7d | 24.0 | 0 | 0 | 0 | 60.48 | 104.16 | 141.12 | 208.32 | 208.32 | 141.12 | 104.16 | 0 | 0 | 0 | 0 | 0 | 272.6276 | 469.5253 | 636.131 | 939.0506 | 939.0506 | 636.131 | 469.5253 | 0 | 0 | 967.68 | 4362.0414 | 0.51747
1197 | AC system | Compressor | RTU-2 | Cooling 2 |  |  | 3 | 7.7 | 575 |  | 10.279698325082000 | 0.75 | 0.89338 | 0.78375 | 4.5077 |  | 0.28 | 24h 7d | 24.0 | 0 | 0 | 0 | 60.48 | 104.16 | 141.12 | 208.32 | 208.32 | 141.12 | 104.16 | 0 | 0 | 0 | 0 | 0 | 272.6276 | 469.5253 | 636.131 | 939.0506 | 939.0506 | 636.131 | 469.5253 | 0 | 0 | 967.68 | 4362.0414 | 0.51747
1198 | AC system | Compressor | RTU-2 | Cooling 2 |  |  | 3 | 7.7 | 575 |  | 10.279698325082000 | 0.75 | 0.89338 | 0.78375 | 4.5077 |  | 0.28 | 24h 7d | 24.0 | 0 | 0 | 0 | 60.48 | 104.16 | 141.12 | 208.32 | 208.32 | 141.12 | 104.16 | 0 | 0 | 0 | 0 | 0 | 272.6276 | 469.5253 | 636.131 | 939.0506 | 939.0506 | 636.131 | 469.5253 | 0 | 0 | 967.68 | 4362.0414 | 0.51747
1199 | AC system | Compressor | RTU-2 | Cooling 2 |  |  | 3 | 7.7 | 575 |  | 10.279698325082000 | 0.75 | 0.89338 | 0.78375 | 4.5077 |  | 0.28 | 24h 7d | 24.0 | 0 | 0 | 0 | 60.48 | 104.16 | 141.12 | 208.32 | 208.32 | 141.12 | 104.16 | 0 | 0 | 0 | 0 | 0 | 272.6276 | 469.5253 | 636.131 | 939.0506 | 939.0506 | 636.131 | 469.5253 | 0 | 0 | 967.68 | 4362.0414 | 0.51747
1200 | AC system | Compressor | RTU-2 | Cooling 2 |  |  | 3 | 7.7 | 575 |  | 10.279698325082000 | 0.75 | 0.89338 | 0.78375 | 4.5077 |  | 0.28 | 24h 7d | 24.0 | 0 | 0 | 0 | 60.48 | 104.16 | 141.12 | 208.32 | 208.32 | 141.12 | 104.16 | 0 | 0 | 0 | 0 | 0 | 272.6276 | 469.5253 | 636.131 | 939.0506 | 939.0506 | 636.131 | 469.5253 | 0 | 0 | 967.68 | 4362.0414 | 0.51747
1201 | AC system | Compressor | RTU-3 | Cooling 2 |  |  | 3 | 7.7 | 575 |  | 10.279698325082000 | 0.75 | 0.89338 | 0.78375 | 4.5077 |  | 0.28 | 24h 7d | 24.0 | 0 | 0 | 0 | 60.48 | 104.16 | 141.12 | 208.32 | 208.32 | 141.12 | 104.16 | 0 | 0 | 0 | 0 | 0 | 272.6276 | 469.5253 | 636.131 | 939.0506 | 939.0506 | 636.131 | 469.5253 | 0 | 0 | 967.68 | 4362.0414 | 0.51747
1202 | AC system | Compressor | RTU-3 | Cooling 2 |  |  | 3 | 7.7 | 575 |  | 10.279698325082000 | 0.75 | 0.89338 | 0.78375 | 4.5077 |  | 0.28 | 24h 7d | 24.0 | 0 | 0 | 0 | 60.48 | 104.16 | 141.12 | 208.32 | 208.32 | 141.12 | 104.16 | 0 | 0 | 0 | 0 | 0 | 272.6276 | 469.5253 | 636.131 | 939.0506 | 939.0506 | 636.131 | 469.5253 | 0 | 0 | 967.68 | 4362.0414 | 0.51747
1203 | AC system | Compressor | RTU-3 | Cooling 2 |  |  | 3 | 7.7 | 575 |  | 10.279698325082000 | 0.75 | 0.89338 | 0.78375 | 4.5077 |  | 0.28 | 24h 7d | 24.0 | 0 | 0 | 0 | 60.48 | 104.16 | 141.12 | 208.32 | 208.32 | 141.12 | 104.16 | 0 | 0 | 0 | 0 | 0 | 272.6276 | 469.5253 | 636.131 | 939.0506 | 939.0506 | 636.131 | 469.5253 | 0 | 0 | 967.68 | 4362.0414 | 0.51747
1204 | AC system | Compressor | RTU-3 | Cooling 2 |  |  | 3 | 7.7 | 575 |  | 10.279698325082000 | 0.75 | 0.89338 | 0.78375 | 4.5077 |  | 0.28 | 24h 7d | 24.0 | 0 | 0 | 0 | 60.48 | 104.16 | 141.12 | 208.32 | 208.32 | 141.12 | 104.16 | 0 | 0 | 0 | 0 | 0 | 272.6276 | 469.5253 | 636.131 | 939.0506 | 939.0506 | 636.131 | 469.5253 | 0 | 0 | 967.68 | 4362.0414 | 0.51747
1205 | AC system | Compressor | RTU-4 | Cooling 2 |  |  | 3 | 12.2 | 575 |  | 16.287314229350800 | 0.75 | 0.90012 | 0.7965 | 7.2583 |  | 0.28 | 24h 7d | 24.0 | 0 | 0 | 0 | 60.48 | 104.16 | 141.12 | 208.32 | 208.32 | 141.12 | 104.16 | 0 | 0 | 0 | 0 | 0 | 438.9824 | 756.0253 | 1024.2923 | 1512.0506 | 1512.0506 | 1024.2923 | 756.0253 | 0 | 0 | 967.68 | 7023.7187 | 0.83323
1206 | AC system | Compressor | RTU-4 | Cooling 2 |  |  | 3 | 12.2 | 575 |  | 16.287314229350800 | 0.75 | 0.90012 | 0.7965 | 7.2583 |  | 0.28 | 24h 7d | 24.0 | 0 | 0 | 0 | 60.48 | 104.16 | 141.12 | 208.32 | 208.32 | 141.12 | 104.16 | 0 | 0 | 0 | 0 | 0 | 438.9824 | 756.0253 | 1024.2923 | 1512.0506 | 1512.0506 | 1024.2923 | 756.0253 | 0 | 0 | 967.68 | 7023.7187 | 0.83323
1207 | AC system | Compressor | RTU-4 | Cooling 2 |  |  | 3 | 12.2 | 575 |  | 16.287314229350800 | 0.75 | 0.90012 | 0.7965 | 7.2583 |  | 0.28 | 24h 7d | 24.0 | 0 | 0 | 0 | 60.48 | 104.16 | 141.12 | 208.32 | 208.32 | 141.12 | 104.16 | 0 | 0 | 0 | 0 | 0 | 438.9824 | 756.0253 | 1024.2923 | 1512.0506 | 1512.0506 | 1024.2923 | 756.0253 | 0 | 0 | 967.68 | 7023.7187 | 0.83323
1208 | AC system | Compressor | RTU-4 | Cooling 2 |  |  | 3 | 12.2 | 575 |  | 16.287314229350800 | 0.75 | 0.90012 | 0.7965 | 7.2583 |  | 0.28 | 24h 7d | 24.0 | 0 | 0 | 0 | 60.48 | 104.16 | 141.12 | 208.32 | 208.32 | 141.12 | 104.16 | 0 | 0 | 0 | 0 | 0 | 438.9824 | 756.0253 | 1024.2923 | 1512.0506 | 1512.0506 | 1024.2923 | 756.0253 | 0 | 0 | 967.68 | 7023.7187 | 0.83323
1209 | AC system | Compressor | RTU-5 | Cooling 2 |  |  | 3 | 12.2 | 575 |  | 16.287314229350800 | 0.75 | 0.90012 | 0.7965 | 7.2583 |  | 0.28 | 24h 7d | 24.0 | 0 | 0 | 0 | 60.48 | 104.16 | 141.12 | 208.32 | 208.32 | 141.12 | 104.16 | 0 | 0 | 0 | 0 | 0 | 438.9824 | 756.0253 | 1024.2923 | 1512.0506 | 1512.0506 | 1024.2923 | 756.0253 | 0 | 0 | 967.68 | 7023.7187 | 0.83323
1210 | AC system | Compressor | RTU-5 | Cooling 2 |  |  | 3 | 12.2 | 575 |  | 16.287314229350800 | 0.75 | 0.90012 | 0.7965 | 7.2583 |  | 0.28 | 24h 7d | 24.0 | 0 | 0 | 0 | 60.48 | 104.16 | 141.12 | 208.32 | 208.32 | 141.12 | 104.16 | 0 | 0 | 0 | 0 | 0 | 438.9824 | 756.0253 | 1024.2923 | 1512.0506 | 1512.0506 | 1024.2923 | 756.0253 | 0 | 0 | 967.68 | 7023.7187 | 0.83323
1211 | AC system | Compressor | RTU-5 | Cooling 2 |  |  | 3 | 12.2 | 575 |  | 16.287314229350800 | 0.75 | 0.90012 | 0.7965 | 7.2583 |  | 0.28 | 24h 7d | 24.0 | 0 | 0 | 0 | 60.48 | 104.16 | 141.12 | 208.32 | 208.32 | 141.12 | 104.16 | 0 | 0 | 0 | 0 | 0 | 438.9824 | 756.0253 | 1024.2923 | 1512.0506 | 1512.0506 | 1024.2923 | 756.0253 | 0 | 0 | 967.68 | 7023.7187 | 0.83323
1212 | AC system | Compressor | RTU-5 | Cooling 2 |  |  | 3 | 12.2 | 575 |  | 16.287314229350800 | 0.75 | 0.90012 | 0.7965 | 7.2583 |  | 0.28 | 24h 7d | 24.0 | 0 | 0 | 0 | 60.48 | 104.16 | 141.12 | 208.32 | 208.32 | 141.12 | 104.16 | 0 | 0 | 0 | 0 | 0 | 438.9824 | 756.0253 | 1024.2923 | 1512.0506 | 1512.0506 | 1024.2923 | 756.0253 | 0 | 0 | 967.68 | 7023.7187 | 0.83323
1213 | Electric heating | Electric Baseboard |  | Heating 1 |  | 1 |  |  |  |  | 1.3404825737265400 | 0.75 | 0.75 | 0.65475 | 1 |  | 0.1 | All Day | 24.0 | 74.4 | 67.2 | 55.8 | 36 | 29.76 | 14.4 | 1.86 | 1.86 | 1.8 | 14.88 | 28.8 | 52.08 | 74.4 | 67.2 | 55.8 | 36 | 29.76 | 14.4 | 1.86 | 1.86 | 1.8 | 14.88 | 28.8 | 52.08 | 378.84 | 378.84 | 0.59061
1214 | Electric heating | Electric Baseboard |  | Heating 1 |  | 1 |  |  |  |  | 1.3404825737265400 | 0.75 | 0.75 | 0.65475 | 1 |  | 0.1 | All Day | 24.0 | 74.4 | 67.2 | 55.8 | 36 | 29.76 | 14.4 | 1.86 | 1.86 | 1.8 | 14.88 | 28.8 | 52.08 | 74.4 | 67.2 | 55.8 | 36 | 29.76 | 14.4 | 1.86 | 1.86 | 1.8 | 14.88 | 28.8 | 52.08 | 378.84 | 378.84 | 0.59061
1215 | Electric heating | Electric Baseboard |  | Heating 1 |  | 1 |  |  |  |  | 1.3404825737265400 | 0.75 | 0.75 | 0.65475 | 1 |  | 0.1 | All Day | 24.0 | 74.4 | 67.2 | 55.8 | 36 | 29.76 | 14.4 | 1.86 | 1.86 | 1.8 | 14.88 | 28.8 | 52.08 | 74.4 | 67.2 | 55.8 | 36 | 29.76 | 14.4 | 1.86 | 1.86 | 1.8 | 14.88 | 28.8 | 52.08 | 378.84 | 378.84 | 0.59061
1216 | Miscellaneous electricity | Humidifier | H-1 | Heating 1 |  |  | 1 |  | 600.0 | 9.3 | 7.479892761394100 | 0.75 | 0.75 | 0.905 | 5.0499 |  | 0.1 | 24.0 | 24.0 | 74.4 | 67.2 | 55.8 | 36 | 29.76 | 14.4 | 1.86 | 1.86 | 1.8 | 14.88 | 28.8 | 52.08 | 375.7126 | 339.3533 | 281.7844 | 181.7964 | 150.285 | 72.7186 | 9.3928 | 9.3928 | 9.0898 | 75.1425 | 145.4371 | 262.9988 | 378.84 | 1913.1041 | 0.55919
1217 | Electric heating | Electric baseboard |  | Heating 1 |  | 1 |  |  |  |  | 1.3404825737265400 | 0.75 | 0.75 | 0.65475 | 1.5 |  | 0.1 | All Day | 24 | 74.4 | 67.2 | 55.8 | 36 | 29.76 | 14.4 | 1.86 | 1.86 | 1.8 | 14.88 | 28.8 | 52.08 | 111.6 | 100.8 | 83.7 | 54 | 44.64 | 21.6 | 2.79 | 2.79 | 2.7 | 22.32 | 43.2 | 78.12 | 378.84 | 568.26 | 0.21249
1218 | Electric heating | Electric Heater | WT-3 | Heating 1 |  | 4 |  |  |  |  | 5.361930294906170 | 0.75 | 0.87 | 0.758 | 3.4483 |  | 0.1 | All Day | 24 | 74.4 | 67.2 | 55.8 | 36 | 29.76 | 14.4 | 1.86 | 1.86 | 1.8 | 14.88 | 28.8 | 52.08 | 256.5517 | 231.7241 | 192.4138 | 124.1379 | 102.6207 | 49.6552 | 6.4138 | 6.4138 | 6.2069 | 51.3103 | 99.3103 | 179.5862 | 378.84 | 1306.3448 | 0.48848
1219 | Electric heating | Electric baseboard |  | Heating 1 |  | 1 |  |  |  |  | 1.3404825737265400 | 0.75 | 0.75 | 0.65475 | 1 |  | 0.1 | All Day | 24 | 74.4 | 67.2 | 55.8 | 36 | 29.76 | 14.4 | 1.86 | 1.86 | 1.8 | 14.88 | 28.8 | 52.08 | 74.4 | 67.2 | 55.8 | 36 | 29.76 | 14.4 | 1.86 | 1.86 | 1.8 | 14.88 | 28.8 | 52.08 | 378.84 | 378.84 | 0.14166
1220 | Pump | Circulation Pump | BP-2 | Heating 1 |  |  | 3 |  | 575.0 | 0.89 | 1.1881729232887000 | 0.75 | 0.75 | 0.65475 | 0.58036 |  | 0.2 | All Day | 24.0 | 148.8 | 134.4 | 111.6 | 72 | 59.52 | 28.8 | 3.72 | 3.72 | 3.6 | 29.76 | 57.6 | 104.16 | 86.3569 | 77.9998 | 64.7677 | 41.7856 | 34.5427 | 16.7142 | 2.1589 | 2.1589 | 2.0893 | 17.2714 | 33.4285 | 60.4498 | 757.68 | 439.7236 | 0.093587
1221 | Electric Heating | Electric Heat Tracing |  | Heating 1 |  | 100 |  |  |  |  | 134.04825737265400 | 1 | 1 | 1 | 100 |  | 0.1 |  | 24.0 | 74.4 | 0 | 55.8 | 36 | 29.76 | 14.4 | 1.86 | 1.86 | 1.8 | 52.08 | 28.8 | 52.08 | 7440 | 0 | 5580 | 3600 | 2976 | 1440 | 186 | 186 | 180 | 5208 | 2880 | 5208 | 348.84 | 34884 | 2.4378
1222 | Electric heating | Electric Heater |  | Heating 1 |  | 72 |  |  |  |  | 96.51474530831100 | 0.75 | 0.935 | 0.828 | 72 |  | 0.3 | Occupied | 20.5 | 190.65 | 146.37 | 104.8575 | 83.025 | 38.13 | 27.675 | 19.065 | 19.065 | 27.675 | 57.195 | 110.7 | 171.585 | 13726.8 | 10538.64 | 7549.74 | 5977.8 | 2745.36 | 1992.6 | 1372.68 | 1372.68 | 1992.6 | 4118.04 | 7970.4 | 12354.12 | 995.9925 | 71711.46 | 10.3601
1223 | Electric heating | Electric Heater |  | Heating 1 |  | 72 |  |  |  |  | 96.51474530831100 | 0.75 | 0.935 | 0.828 | 72 |  | 0.3 | Occupied | 20.5 | 190.65 | 146.37 | 104.8575 | 83.025 | 38.13 | 27.675 | 19.065 | 19.065 | 27.675 | 57.195 | 110.7 | 171.585 | 13726.8 | 10538.64 | 7549.74 | 5977.8 | 2745.36 | 1992.6 | 1372.68 | 1372.68 | 1992.6 | 4118.04 | 7970.4 | 12354.12 | 995.9925 | 71711.46 | 10.3601
1224 | Electric heating | Electric Heater |  | Heating 1 |  | 72 |  |  |  |  | 96.51474530831100 | 0.75 | 0.935 | 0.828 | 72 |  | 0.3 | Occupied | 20.5 | 190.65 | 146.37 | 104.8575 | 83.025 | 38.13 | 27.675 | 19.065 | 19.065 | 27.675 | 57.195 | 110.7 | 171.585 | 13726.8 | 10538.64 | 7549.74 | 5977.8 | 2745.36 | 1992.6 | 1372.68 | 1372.68 | 1992.6 | 4118.04 | 7970.4 | 12354.12 | 995.9925 | 71711.46 | 10.3601
1225 | Electric heating | Electric Heater |  | Heating 1 |  | 72 |  |  |  |  | 96.51474530831100 | 0.75 | 0.935 | 0.828 | 72 |  | 0.3 | Occupied | 20.5 | 190.65 | 146.37 | 104.8575 | 83.025 | 38.13 | 27.675 | 19.065 | 19.065 | 27.675 | 57.195 | 110.7 | 171.585 | 13726.8 | 10538.64 | 7549.74 | 5977.8 | 2745.36 | 1992.6 | 1372.68 | 1372.68 | 1992.6 | 4118.04 | 7970.4 | 12354.12 | 995.9925 | 71711.46 | 10.3601
1226 | Ventilation | Eight 2nd Flr South Wing FCUs |  | Uniform | 0.5333333333333330 | [5 empty] | 0.5333333333333330 | 0.75 | 0.75 | 0.7 | 0.39787 |  | 1 | 2nd Floor | 9.285714285714290 | 287.8571 | 260 | 287.8571 | 278.5714 | 287.8571 | 278.5714 | 287.8571 | 287.8571 | 278.5714 | 287.8571 | 278.5714 | 287.8571 | 114.5288 | 103.4453 | 114.5288 | 110.8343 | 114.5288 | 110.8343 | 114.5288 | 114.5288 | 110.8343 | 114.5288 | 110.8343 | 114.5288 | 3389.2857 | 1348.4838 | 1.5615
1227 | Ventilation | Four 2nd Flr North Wing FCUs |  | Uniform | 0.26666666666666700 | [5 empty] | 0.26666666666666700 | 0.75 | 0.75 | 0.7 | 0.19893 |  | 1 | 2nd Floor | 9.285714285714290 | 287.8571 | 260 | 287.8571 | 278.5714 | 287.8571 | 278.5714 | 287.8571 | 287.8571 | 278.5714 | 287.8571 | 278.5714 | 287.8571 | 57.2644 | 51.7227 | 57.2644 | 55.4171 | 57.2644 | 55.4171 | 57.2644 | 57.2644 | 55.4171 | 57.2644 | 55.4171 | 57.2644 | 3389.2857 | 674.2419 | 0.78077
1228 | Ventilation | Fan Coil |  | Uniform | 18.75 | [5 empty] | 18.75 | 0.75 | 0.90012 | 0.7965 | 11.6546 |  | 1 | Fan Coil (13h) | 9.285714285714290 | 287.8571 | 260 | 287.8571 | 278.5714 | 287.8571 | 278.5714 | 287.8571 | 287.8571 | 278.5714 | 287.8571 | 278.5714 | 287.8571 | 3354.8689 | 3030.2041 | 3354.8689 | 3246.6473 | 3354.8689 | 3246.6473 | 3354.8689 | 3354.8689 | 3246.6473 | 3354.8689 | 3246.6473 | 3354.8689 | 3389.2857 | 39500.8754 | 8.4071
1229 | Ventilation | Supply Fan | RTU-SF2 | University |  | 4.8 |  |  |  |  | 6.434316353887400 | 0.75 | 0.87 | 0.758 | 4.1379 |  | 1 | 7.142857142857140 | 7.142857142857140 | 199.2857 | 200 | 221.4286 | 214.2857 | 221.4286 | 171.4286 | 177.1429 | 177.1429 | 214.2857 | 221.4286 | 214.2857 | 177.1429 | 824.6305 | 827.5862 | 916.2562 | 886.6995 | 916.2562 | 709.3596 | 733.0049 | 733.0049 | 886.6995 | 916.2562 | 886.6995 | 733.0049 | 2409.2857 | 9969.4581 | 2.914
1230 | Ventilation | Supply Fan | RTU-SF3 | University |  | 4.8 |  |  |  |  | 6.434316353887400 | 0.75 | 0.87 | 0.758 | 4.1379 |  | 1 | 7.142857142857140 | 7.142857142857140 | 199.2857 | 200 | 221.4286 | 214.2857 | 221.4286 | 171.4286 | 177.1429 | 177.1429 | 214.2857 | 221.4286 | 214.2857 | 177.1429 | 824.6305 | 827.5862 | 916.2562 | 886.6995 | 916.2562 | 709.3596 | 733.0049 | 733.0049 | 886.6995 | 916.2562 | 886.6995 | 733.0049 | 2409.2857 | 9969.4581 | 2.914
1231 | AC system | Compressor | AHU-1 | Cooling 1 |  |  | 3 | 167.25 | 460.0 |  | 178.62644622025700 | 0.75 | 0.94588 | 0.82175 | 82.1269 |  | 0.15 | AHU-1 | 15.857142857142900 | 0 | 0 | 0 | 42.8143 | 51.615 | 57.0857 | 66.3621 | 73.7357 | 49.95 | 0 | 0 | 0 | 0 | 0 | 0 | 3516.2056 | 4238.9812 | 4688.2742 | 5450.1187 | 6055.6875 | 4102.2399 | 0 | 0 | 0 | 341.5629 | 28051.5071 | 3.1106
1232 | AC system | Compressor | AHU-1 | Cooling 1 |  |  | 3 | 189.75 | 460.0 |  | 202.65690983733200 | 0.75 | 0.94588 | 0.835 | 94.6778 |  | 0.15 | AHU-1 | 15.857142857142900 | 0 | 0 | 0 | 42.8143 | 51.615 | 57.0857 | 66.3621 | 73.7357 | 49.95 | 0 | 0 | 0 | 0 | 0 | 0 | 4053.5607 | 4886.7927 | 5404.7477 | 6283.0192 | 6981.1324 | 4729.1542 | 0 | 0 | 0 | 341.5629 | 32338.4068 | 3.586
1233 | AC system | Compressor | AHU-1 | Cooling 1 |  |  | 3 | 167.25 | 460.0 |  | 178.62644622025700 | 0.75 | 0.94588 | 0.82175 | 82.1269 |  | 0.15 | AHU-1 | 15.857142857142900 | 0 | 0 | 0 | 42.8143 | 51.615 | 57.0857 | 66.3621 | 73.7357 | 49.95 | 0 | 0 | 0 | 0 | 0 | 0 | 3516.2056 | 4238.9812 | 4688.2742 | 5450.1187 | 6055.6875 | 4102.2399 | 0 | 0 | 0 | 341.5629 | 28051.5071 | 3.0353
1234 | AC system | Compressor | AHU-1 | Cooling 1 |  |  | 3 | 189.75 | 460.0 |  | 202.65690983733200 | 0.75 | 0.94588 | 0.835 | 94.6778 |  | 0.15 | AHU-1 | 15.857142857142900 | 0 | 0 | 0 | 42.8143 | 51.615 | 57.0857 | 66.3621 | 73.7357 | 49.95 | 0 | 0 | 0 | 0 | 0 | 0 | 4053.5607 | 4886.7927 | 5404.7477 | 6283.0192 | 6981.1324 | 4729.1542 | 0 | 0 | 0 | 341.5629 | 32338.4068 | 3.4992
1235 | AC system | RTU-1 Compressor | RTU-1 | Cooling 1 |  |  | 1 | 12.8 | 220.0 |  | 3.774798927613940 | 0.75 | 0.75 | 0.845 | 1.7846 |  | 0.5 | Occupied | 8.571428571428570 | 0 | 0 | 0 | 0 | 0 | 0 | 132.8571 | 132.8571 | 128.5714 | 0 | 0 | 0 | 0 | 0 | 0 | 0 | 0 | 0 | 237.1022 | 237.1022 | 229.4537 | 0 | 0 | 0 | 394.2857 | 703.6581 | 0.20399
1236 | AC system | RTU-2 Compressor | RTU-2 | Cooling 1 |  |  | 1 | 12.8 | 220.0 |  | 3.774798927613940 | 0.75 | 0.75 | 0.845 | 1.7846 |  | 0.5 | Occupied | 8.571428571428570 | 0 | 0 | 0 | 0 | 0 | 0 | 132.8571 | 132.8571 | 128.5714 | 0 | 0 | 0 | 0 | 0 | 0 | 0 | 0 | 0 | 237.1022 | 237.1022 | 229.4537 | 0 | 0 | 0 | 394.2857 | 703.6581 | 0.20399
1237 | AC system | DX Compressor | RTU-11 | Cooling 1 |  |  | 3 | 10.3 | 208.0 |  | 4.974189879538290 | 0.75 | 0.86 | 0.71525 | 1.9906 |  | 0.3 | RTU-11 | 10.714285714285700 | 0 | 0 | 0 | 19.2857 | 39.8571 | 9.6429 | 99.6429 | 99.6429 | 48.2143 | 0 | 0 | 0 | 0 | 0 | 0 | 38.3898 | 79.339 | 19.1949 | 198.3474 | 198.3474 | 95.9745 | 0 | 0 | 0 | 316.2857 | 629.593 | 0.063038
1238 | AC system | Compressor | RTU-3 | Heat/Cool |  |  | 3 | 18.1 | 208.0 |  | 8.741052118411940 | 0.75 | 0.8825 | 0.7645 | 3.7389 |  | 0.2 | RTU-3 | 24.0 | 74.4 | 94.08 | 74.4 | 72 | 29.76 | 100.8 | 148.8 | 133.92 | 115.2 | 29.76 | 72 | 148.8 | 278.1725 | 351.7536 | 278.1725 | 269.1992 | 111.269 | 376.8789 | 556.345 | 500.7105 | 430.7187 | 111.269 | 269.1992 | 556.345 | 1093.92 | 4090.0334 | 6.9555
1239 | AC system | Condenser Fan | RTU-3 | Heat/Cool | 0.4 | [5 empty] | 0.4 | 0.75 | 0.75 | 0.7 | 0.2984 |  | 0.2 | RTU-3 | 24.0 | 74.4 | 94.08 | 74.4 | 72 | 29.76 | 100.8 | 148.8 | 133.92 | 115.2 | 29.76 | 72 | 148.8 | 22.201 | 28.0735 | 22.201 | 21.4848 | 8.8804 | 30.0787 | 44.4019 | 39.9617 | 34.3757 | 8.8804 | 21.4848 | 44.4019 | 1093.92 | 326.4257 | 0.55512
1240 | AC system | Compressor | AHU-2 | Cooling 1 |  |  | 3 | 167.25 | 460.0 |  | 178.62644622025700 | 0.75 | 0.94588 | 0.82175 | 82.1269 |  | 0.15 | All Day | 24.0 | 0 | 0 | 0 | 64.8 | 78.12 | 86.4 | 100.44 | 111.6 | 75.6 | 0 | 0 | 0 | 0 | 0 | 0 | 5321.8247 | 6415.7554 | 7095.7663 | 8248.8283 | 9165.3648 | 6208.7955 | 0 | 0 | 0 | 516.96 | 42456.3351 | 4.708
1241 | AC system | Compressor | AHU-2 | Cooling 1 |  |  | 3 | 189.75 | 460.0 |  | 202.65690983733200 | 0.75 | 0.94588 | 0.835 | 94.6778 |  | 0.15 | All Day | 24.0 | 0 | 0 | 0 | 64.8 | 78.12 | 86.4 | 100.44 | 111.6 | 75.6 | 0 | 0 | 0 | 0 | 0 | 0 | 6135.119 | 7396.2268 | 8180.1586 | 9509.4344 | 10566.0382 | 7157.6388 | 0 | 0 | 0 | 516.96 | 48944.6157 | 5.4274
1242 | AC system | Compressor | AHU-2 | Cooling 1 |  |  | 3 | 167.25 | 460.0 |  | 178.62644622025700 | 0.75 | 0.94588 | 0.82175 | 82.1269 |  | 0.15 | All Day | 24.0 | 0 | 0 | 0 | 64.8 | 78.12 | 86.4 | 100.44 | 111.6 | 75.6 | 0 | 0 | 0 | 0 | 0 | 0 | 5321.8247 | 6415.7554 | 7095.7663 | 8248.8283 | 9165.3648 | 6208.7955 | 0 | 0 | 0 | 516.96 | 42456.3351 | 4.594
1243 | AC system | Compressor | AHU-2 | Cooling 1 |  |  | 3 | 189.75 | 460.0 |  | 202.65690983733200 | 0.75 | 0.94588 | 0.835 | 94.6778 |  | 0.15 | All Day | 24.0 | 0 | 0 | 0 | 64.8 | 78.12 | 86.4 | 100.44 | 111.6 | 75.6 | 0 | 0 | 0 | 0 | 0 | 0 | 6135.119 | 7396.2268 | 8180.1586 | 9509.4344 | 10566.0382 | 7157.6388 | 0 | 0 | 0 | 516.96 | 48944.6157 | 5.2961
1244 | Electric heating | RTU heater | HP-7 | Heating 2 |  |  | 3 |  | 575.0 | 10.4 | 13.88426786764330 | 0.75 | 0.89338 | 0.78375 | 8.1178 |  | 0.3 | All Day | 24.0 | 223.2 | 171.36 | 111.6 | 64.8 | 0 | 0 | 0 | 0 | 0 | 66.96 | 172.8 | 223.2 | 1811.8972 | 1391.0695 | 905.9486 | 526.0347 | 0 | 0 | 0 | 0 | 0 | 543.5692 | 1402.7591 | 1811.8972 | 1033.92 | 8393.1754 | 3.0733
1245 | Electric heating | Baseboard Heater |  | Heating 1 |  | 0.5 |  |  |  |  | 0.6702412868632710 | 0.75 | 0.75 | 0.7 | 0.5 |  | 0.2 | All Day | 24.0 | 133.92 | 120.96 | 126.48 | 115.2 | 59.52 | 28.8 | 7.44 | 7.44 | 28.8 | 89.28 | 115.2 | 133.92 | 66.96 | 60.48 | 63.24 | 57.6 | 29.76 | 14.4 | 3.72 | 3.72 | 14.4 | 44.64 | 57.6 | 66.96 | 966.96 | 483.48 | 0.43581
1246 | Electric heating | Baseboard Heater |  | Heating 1 |  | 0.5 |  |  |  |  | 0.6702412868632710 | 0.75 | 0.75 | 0.7 | 0.5 |  | 0.2 | All Day | 24.0 | 133.92 | 120.96 | 126.48 | 115.2 | 59.52 | 28.8 | 7.44 | 7.44 | 28.8 | 89.28 | 115.2 | 133.92 | 66.96 | 60.48 | 63.24 | 57.6 | 29.76 | 14.4 | 3.72 | 3.72 | 14.4 | 44.64 | 57.6 | 66.96 | 966.96 | 483.48 | 0.43581
1247 | AC system | Compressor | RTU | Cooling 1 |  |  | 3 | 13.5 | 208.0 |  | 6.5195692595890200 | 0.75 | 0.87 | 0.758 | 2.765 |  | 0.1 | RTU | 18.0 | 0 | 0 | 0 | 0 | 55.8 | 54 | 55.8 | 16.74 | 5.4 | 0 | 0 | 0 | 0 | 0 | 0 | 0 | 154.2845 | 149.3076 | 154.2845 | 46.2854 | 14.9308 | 0 | 0 | 0 | 187.74 | 519.0928 | 0.29973
1248 | AC system | Compressor | RTU | Cooling 1 |  |  | 3 | 8.7 | 208.0 |  | 4.201500189512920 | 0.75 | 0.86 | 0.71525 | 1.6814 |  | 0.1 | RTU | 18.0 | 0 | 0 | 0 | 0 | 55.8 | 54 | 55.8 | 16.74 | 5.4 | 0 | 0 | 0 | 0 | 0 | 0 | 0 | 93.8202 | 90.7938 | 93.8202 | 28.1461 | 9.0794 | 0 | 0 | 0 | 187.74 | 315.6597 | 0.18227
1249 | AC system | Compressor | AC-6 | Cooling 1 |  |  | 3 | 10.8 | 208.0 |  | 5.215655407671210 | 1 | 0.87 | 0.758 | 5.8986 |  | 0.1 | All Day | 24.0 | 0 | 0 | 0 | 3.6 | 29.76 | 57.6 | 74.4 | 74.4 | 36 | 3.72 | 0 | 0 | 0 | 0 | 0 | 21.2349 | 175.5415 | 339.7578 | 438.8538 | 438.8538 | 212.3486 | 21.9427 | 0 | 0 | 279.48 | 1648.533 | 0.61588
1250 | AC system | Compressor | AHU-1 | Cooling 1 |  |  | 3 | 13.1 | 208.0 |  | 6.326396837082680 | 1 | 0.87 | 0.758 | 3.5774 |  | 0.2 | Occupied | 12.0 | 0 | 0 | 0 | 3.6 | 29.76 | 57.6 | 74.4 | 74.4 | 36 | 3.72 | 0 | 0 | 0 | 0 | 0 | 12.8785 | 106.4627 | 206.0568 | 266.1567 | 266.1567 | 128.7855 | 13.3078 | 0 | 0 | 279.48 | 999.8048 | 0.37352
1251 | AC system | Compressor | AC-1 | Cooling 1 |  |  | 3 | 14.7 | 208.0 |  | 7.099086527108040 | 1 | 0.87 | 0.758 | 4.0143 |  | 0.2 | Occupied | 12.0 | 0 | 0 | 0 | 3.6 | 29.76 | 57.6 | 74.4 | 74.4 | 36 | 3.72 | 0 | 0 | 0 | 0 | 0 | 14.4515 | 119.4658 | 231.224 | 298.6644 | 298.6644 | 144.515 | 14.9332 | 0 | 0 | 279.48 | 1121.9183 | 0.41914
1252 | AC system | Compressor | AC-3 | Cooling 1 |  |  | 3 | 15.3 | 208.0 |  | 7.388845160867550 | 1 | 0.87 | 0.758 | 8.3563 |  | 0.2 | Occupied | 12.0 | 0 | 0 | 0 | 3.6 | 29.76 | 57.6 | 74.4 | 74.4 | 36 | 3.72 | 0 | 0 | 0 | 0 | 0 | 30.0827 | 248.6838 | 481.3235 | 621.7095 | 621.7095 | 300.8272 | 31.0855 | 0 | 0 | 279.48 | 2335.4218 | 0.87249
1253 | AC system | Compressor | R-AHU1 | Cooling 1 |  |  | 3 | 21.8 | 208.0 |  | 10.5278970265956 | 1 | 0.89338 | 0.78375 | 6.1554 |  | 0.2 | All Day | 24.0 | 0 | 0 | 0 | 7.2 | 59.52 | 115.2 | 148.8 | 148.8 | 72 | 7.44 | 0 | 0 | 0 | 0 | 0 | 44.3191 | 366.3709 | 709.1049 | 915.9272 | 915.9272 | 443.1906 | 45.7964 | 0 | 0 | 558.96 | 3440.6361 | 1.2854
1254 | AC system | Compressor | Mobility | Cooling 1 |  |  | 3 | 17.3 | 208.0 |  | 8.35470727339926 | 1 | 0.8825 | 0.7645 | 4.7648 |  | 0.2 | All Day | 24.0 | 0 | 0 | 0 | 7.2 | 59.52 | 115.2 | 148.8 | 148.8 | 72 | 7.44 | 0 | 0 | 0 | 0 | 0 | 34.3068 | 283.6028 | 548.9086 | 709.0069 | 709.0069 | 343.0679 | 35.4503 | 0 | 0 | 558.96 | 2663.3503 | 0.995
1255 | AC system | Compressor Fan | Mobility | Cooling 1 |  |  | 1 | 1.5 | 208.0 |  | 0.41823056300268100 | 0.75 | 0.75 | 0.67 | 0.15678 |  | 0.2 | All Day | 24.0 | 0 | 0 | 0 | 7.2 | 59.52 | 115.2 | 148.8 | 148.8 | 72 | 7.44 | 0 | 0 | 0 | 0 | 0 | 1.1288 | 9.3315 | 18.0611 | 23.3289 | 23.3289 | 11.2882 | 1.1664 | 0 | 0 | 558.96 | 87.6337 | 0.032739
1256 | AC system | DX | CH-2 | Cooling 1 | 100.0 | [5 empty] | 100.0 | 0.75 | 0.9375 | 0.82325 | 59.68 |  | 0.6 | All Day | 24.0 | 133.92 | 120.96 | 133.92 | 129.6 | 223.2 | 432 | 446.4 | 446.4 | 216 | 133.92 | 129.6 | 133.92 | 7992.3456 | 7218.8928 | 7992.3456 | 7734.528 | 13320.576 | 25781.76 | 26641.152 | 26641.152 | 12890.88 | 7992.3456 | 7734.528 | 7992.3456 | 2679.84 | 159932.8512 | 1.1126
1257 | Ventilation | FC Boost H&C | A1FC101 | Heating 1 | 6.5 | [5 empty] | 6.5 | 0.75 | 0.87 | 0.758 | 4.1802 |  | 0.5 | Occupied | 16.75 | 246.6438 | 222.775 | 181.7375 | 150.75 | 77.8875 | 25.125 | 25.9625 | 20.77 | 75.375 | 181.7375 | 213.5625 | 259.625 | 1031.0134 | 931.2379 | 759.6941 | 630.161 | 325.5832 | 105.0268 | 108.5277 | 86.8222 | 315.0805 | 759.6941 | 892.7281 | 1085.2773 | 1681.9513 | 7030.8462 | 0.68315
1258 | Ventilation | FC Boost H&C | A1FC102 | Heating 1 | 2.67 | [5 empty] | 2.67 | 0.75 | 0.845 | 0.702 | 1.7679 |  | 0.5 | Occupied | 16.75 | 246.6438 | 222.775 | 181.7375 | 150.75 | 77.8875 | 25.125 | 25.9625 | 20.77 | 75.375 | 181.7375 | 213.5625 | 259.625 | 436.0384 | 393.8412 | 321.2915 | 266.5091 | 137.6963 | 44.4182 | 45.8988 | 36.719 | 133.2545 | 321.2915 | 377.5545 | 458.9878 | 1681.9513 | 2973.5007 | 0.28892
1259 | Ventilation | FC Boost H&C | A1FC103 | Heating 1 | 7.0 | [5 empty] | 7.0 | 0.75 | 0.87 | 0.758 | 4.5017 |  | 0.5 | Occupied | 16.75 | 246.6438 | 222.775 | 181.7375 | 150.75 | 77.8875 | 25.125 | 25.9625 | 20.77 | 75.375 | 181.7375 | 213.5625 | 259.625 | 1110.3221 | 1002.8716 | 818.1321 | 678.6349 | 350.628 | 113.1058 | 116.876 | 93.5008 | 339.3175 | 818.1321 | 961.3995 | 1168.7601 | 1681.9513 | 7571.6805 | 0.7357
1260 | Ventilation | FC Boost H&C | A1FC104 | Heating 1 | 11.5 | [5 empty] | 11.5 | 0.75 | 0.89338 | 0.78375 | 7.2022 |  | 0.5 | Occupied | 16.75 | 246.6438 | 222.775 | 181.7375 | 150.75 | 77.8875 | 25.125 | 25.9625 | 20.77 | 75.375 | 181.7375 | 213.5625 | 259.625 | 1776.3734 | 1604.4663 | 1308.9067 | 1085.729 | 560.96 | 180.9548 | 186.9867 | 149.5893 | 542.8645 | 1308.9067 | 1538.1162 | 1869.8667 | 1681.9513 | 12113.7203 | 1.177
1261 | Ventilation | FC Boost H&C | A1FC105 | Heating 1 | 11.5 | [5 empty] | 11.5 | 0.75 | 0.89338 | 0.78375 | 7.2022 |  | 0.5 | Occupied | 16.75 | 246.6438 | 222.775 | 181.7375 | 150.75 | 77.8875 | 25.125 | 25.9625 | 20.77 | 75.375 | 181.7375 | 213.5625 | 259.625 | 1776.3734 | 1604.4663 | 1308.9067 | 1085.729 | 560.96 | 180.9548 | 186.9867 | 149.5893 | 542.8645 | 1308.9067 | 1538.1162 | 1869.8667 | 1681.9513 | 12113.7203 | 1.177
1262 | Ventilation | FC Boost H&C | A1FC106 | Heating 1 | 8.5 | [5 empty] | 8.5 | 0.75 | 0.8825 | 0.7645 | 5.389 |  | 0.5 | Occupied | 16.75 | 246.6438 | 222.775 | 181.7375 | 150.75 | 77.8875 | 25.125 | 25.9625 | 20.77 | 75.375 | 181.7375 | 213.5625 | 259.625 | 1329.1513 | 1200.5237 | 979.3746 | 812.3845 | 419.732 | 135.3974 | 139.9107 | 111.9285 | 406.1922 | 979.3746 | 1150.878 | 1399.1066 | 1681.9513 | 9063.9543 | 0.88069
1263 | Ventilation | Exhaust Fan | EF-29 | Uniform |  |  | 1 |  | 120.0 | 1.7 | 0.27345844504021400 | 0.75 | 0.75 | 0.67 | 0.13668 |  | 1 | 13.071428571428600 | 13.071428571428600 | 405.2143 | 366 | 405.2143 | 392.1429 | 405.2143 | 392.1429 | 405.2143 | 405.2143 | 392.1429 | 405.2143 | 392.1429 | 405.2143 | 55.3847 | 50.0249 | 55.3847 | 53.5981 | 55.3847 | 53.5981 | 55.3847 | 55.3847 | 53.5981 | 55.3847 | 53.5981 | 55.3847 | 4771.0714 | 652.11 | 0.19061
1264 | Ventilation | Return Fan | AHU-7 | Uniform | 2.5 | [5 empty] | 2.5 | 0.75 | 0.845 | 0.702 | 1.6553 |  | 1 | AHU-7 | 18.392857142857100 | 570.1786 | 515 | 570.1786 | 551.7857 | 570.1786 | 496.6071 | 513.1607 | 570.1786 | 551.7857 | 570.1786 | 551.7857 | 570.1786 | 943.8311 | 852.4926 | 943.8311 | 913.3849 | 943.8311 | 822.0464 | 849.448 | 943.8311 | 913.3849 | 943.8311 | 913.3849 | 943.8311 | 6601.1964 | 10927.1284 | 1.2251
1265 | Ventilation | Supply Fan | RTU-SF1 | University |  | 4.8 |  |  |  |  | 6.434316353887400 | 0.75 | 0.87 | 0.758 | 4.1379 |  | 1 | 13.035714285714300 | 13.035714285714300 | 363.6964 | 365 | 404.1071 | 391.0714 | 404.1071 | 312.8571 | 323.2857 | 323.2857 | 391.0714 | 404.1071 | 391.0714 | 323.2857 | 1504.9507 | 1510.3448 | 1672.1675 | 1618.2266 | 1672.1675 | 1294.5813 | 1337.734 | 1337.734 | 1618.2266 | 1672.1675 | 1618.2266 | 1337.734 | 4396.9464 | 18194.2611 | 5.3181
1266 | Ventilation | Force flow heater | FF-1 - SF | FF | 0.07 | [5 empty] | 0.07 | 0.75 | 0.75 | 0.7 | 0.05222 |  | 1 |  | 6.267857142857140 | 87.4366 | 78.975 | 87.4366 | 84.6161 | 68.0062 | 65.8125 | 19.4304 | 77.7214 | 84.6161 | 87.4366 | 84.6161 | 87.4366 | 4.5659 | 4.1241 | 4.5659 | 4.4187 | 3.5513 | 3.4367 | 1.0147 | 4.0586 | 4.4187 | 4.5659 | 4.4187 | 4.5659 | 913.5402 | 47.7051 | 0.0033282
1267 | Ventilation | Force flow heater | FF-2 - SF | FF | 0.07 | [5 empty] | 0.07 | 0.75 | 0.75 | 0.7 | 0.05222 |  | 1 |  | 6.267857142857140 | 87.4366 | 78.975 | 87.4366 | 84.6161 | 68.0062 | 65.8125 | 19.4304 | 77.7214 | 84.6161 | 87.4366 | 84.6161 | 87.4366 | 4.5659 | 4.1241 | 4.5659 | 4.4187 | 3.5513 | 3.4367 | 1.0147 | 4.0586 | 4.4187 | 4.5659 | 4.4187 | 4.5659 | 913.5402 | 47.7051 | 0.0033282
1268 | Ventilation | Force flow heater | FF-3 - SF | FF | 0.07 | [5 empty] | 0.07 | 0.75 | 0.75 | 0.7 | 0.05222 |  | 1 |  | 6.267857142857140 | 87.4366 | 78.975 | 87.4366 | 84.6161 | 68.0062 | 65.8125 | 19.4304 | 77.7214 | 84.6161 | 87.4366 | 84.6161 | 87.4366 | 4.5659 | 4.1241 | 4.5659 | 4.4187 | 3.5513 | 3.4367 | 1.0147 | 4.0586 | 4.4187 | 4.5659 | 4.4187 | 4.5659 | 913.5402 | 47.7051 | 0.0033282
1269 | Ventilation | Force flow heater | FF-4 - SF | FF | 0.07 | [5 empty] | 0.07 | 0.75 | 0.75 | 0.7 | 0.05222 |  | 1 |  | 6.267857142857140 | 87.4366 | 78.975 | 87.4366 | 84.6161 | 68.0062 | 65.8125 | 19.4304 | 77.7214 | 84.6161 | 87.4366 | 84.6161 | 87.4366 | 4.5659 | 4.1241 | 4.5659 | 4.4187 | 3.5513 | 3.4367 | 1.0147 | 4.0586 | 4.4187 | 4.5659 | 4.4187 | 4.5659 | 913.5402 | 47.7051 | 0.0033282
1270 | Ventilation | Force flow heater | FF-6 - SF | FF | 0.07 | [5 empty] | 0.07 | 0.75 | 0.75 | 0.7 | 0.05222 |  | 1 |  | 6.267857142857140 | 87.4366 | 78.975 | 87.4366 | 84.6161 | 68.0062 | 65.8125 | 19.4304 | 77.7214 | 84.6161 | 87.4366 | 84.6161 | 87.4366 | 4.5659 | 4.1241 | 4.5659 | 4.4187 | 3.5513 | 3.4367 | 1.0147 | 4.0586 | 4.4187 | 4.5659 | 4.4187 | 4.5659 | 913.5402 | 47.7051 | 0.0033282
1271 | Ventilation | Force flow heater | FF-7 - SF | FF | 0.07 | [5 empty] | 0.07 | 0.75 | 0.75 | 0.7 | 0.05222 |  | 1 |  | 6.267857142857140 | 87.4366 | 78.975 | 87.4366 | 84.6161 | 68.0062 | 65.8125 | 19.4304 | 77.7214 | 84.6161 | 87.4366 | 84.6161 | 87.4366 | 4.5659 | 4.1241 | 4.5659 | 4.4187 | 3.5513 | 3.4367 | 1.0147 | 4.0586 | 4.4187 | 4.5659 | 4.4187 | 4.5659 | 913.5402 | 47.7051 | 0.0033282
1272 | AC system | DX Compressor | AC-1 | Cooling 1 |  |  | 3 | 33.4 | 460.0 |  | 35.67188821379120 | 0.75 | 0.91612 | 0.809 | 16.1464 |  | 0.5 | MHESA AC-1 | 8.571428571428570 | 39.8571 | 36 | 39.8571 | 38.5714 | 66.4286 | 128.5714 | 132.8571 | 132.8571 | 64.2857 | 39.8571 | 38.5714 | 39.8571 | 643.5479 | 581.2691 | 643.5479 | 622.7883 | 1072.5798 | 2075.961 | 2145.1597 | 2145.1597 | 1037.9805 | 643.5479 | 622.7883 | 643.5479 | 797.5714 | 12877.8778 | 0.089587
1273 | AC system | DX Compressor | AC-1 | Cooling 1 | 1.3333333333333300 | [5 empty] | 1.3333333333333300 | 0.75 | 0.75 | 0.65475 | 0.99467 |  | 0.5 | MHESA AC-1 | 8.571428571428570 | 39.8571 | 36 | 39.8571 | 38.5714 | 66.4286 | 128.5714 | 132.8571 | 132.8571 | 64.2857 | 39.8571 | 38.5714 | 39.8571 | 39.6446 | 35.808 | 39.6446 | 38.3657 | 66.0743 | 127.8857 | 132.1486 | 132.1486 | 63.9429 | 39.6446 | 38.3657 | 39.6446 | 797.5714 | 793.3177 | 0.0055189
1274 | Electric Heating | Electric Duct Heater | EDH-2 | EDH |  | 10 |  |  |  |  | 13.404825737265400 | 1 | 1 | 1 | 10 |  | 0.9001 | K | 9.285714285714290 | 259.1 | 187.9442 | 180.9887 | 109.9932 | 57.3133 | 8.6731 | 0 | 0 | 9.074 | 89.2181 | 168.6526 | 240.0967 | 2591 | 1879.4415 | 1809.8872 | 1099.9322 | 573.133 | 86.7307 | 0 | 0 | 90.7404 | 892.1809 | 1686.5262 | 2400.9668 | 1311.0539 | 13110.5389 | 0.91621
1275 | Miscellaneous electricity | Boiler Blower | BB1 | Heating 1 | 8.7 |  | 3 |  | 480.0 |  | 8.7 | 0.75 | 0.8825 | 0.7645 | 5.5158 |  | 0.065 | All Day | 24.0 | 48.36 | 40.1856 | 38.688 | 28.08 | 19.344 | 7.488 | 1.4508 | 3.8688 | 11.7 | 24.18 | 39.78 | 48.36 | 266.7417 | 221.6538 | 213.3934 | 154.8823 | 106.6967 | 41.3019 | 8.0023 | 21.3393 | 64.5343 | 133.3709 | 219.4166 | 266.7417 | 311.4852 | 1718.0747 | 0.042791
1276 | Miscellaneous electricity | Boiler Blower | BB2 | Heating 1 | 8.7 |  | 3 |  | 480.0 |  | 8.7 | 0.75 | 0.8825 | 0.7645 | 5.5158 |  | 0.065 | All Day | 24.0 | 48.36 | 40.1856 | 38.688 | 28.08 | 19.344 | 7.488 | 1.4508 | 3.8688 | 11.7 | 24.18 | 39.78 | 48.36 | 266.7417 | 221.6538 | 213.3934 | 154.8823 | 106.6967 | 41.3019 | 8.0023 | 21.3393 | 64.5343 | 133.3709 | 219.4166 | 266.7417 | 311.4852 | 1718.0747 | 0.042791
1277 | Miscellaneous electricity | Boiler Blower | BB3 | Heating 1 | 8.7 |  | 3 |  | 480.0 |  | 8.7 | 0.75 | 0.8825 | 0.7645 | 5.5158 |  | 0.065 | All Day | 24.0 | 48.36 | 40.1856 | 38.688 | 28.08 | 19.344 | 7.488 | 1.4508 | 3.8688 | 11.7 | 24.18 | 39.78 | 48.36 | 266.7417 | 221.6538 | 213.3934 | 154.8823 | 106.6967 | 41.3019 | 8.0023 | 21.3393 | 64.5343 | 133.3709 | 219.4166 | 266.7417 | 311.4852 | 1718.0747 | 0.042791
1278 | Miscellaneous electricity | Boiler Blower | BB4 | Heating 1 | 8.7 |  | 3 |  | 480.0 |  | 8.7 | 0.75 | 0.8825 | 0.7645 | 5.5158 |  | 0.065 | All Day | 24.0 | 48.36 | 40.1856 | 38.688 | 28.08 | 19.344 | 7.488 | 1.4508 | 3.8688 | 11.7 | 24.18 | 39.78 | 48.36 | 266.7417 | 221.6538 | 213.3934 | 154.8823 | 106.6967 | 41.3019 | 8.0023 | 21.3393 | 64.5343 | 133.3709 | 219.4166 | 266.7417 | 311.4852 | 1718.0747 | 0.042791
1279 | Miscellaneous electricity | Boiler Blower | BB5 | Heating 1 | 8.7 |  | 3 |  | 480.0 |  | 8.7 | 0.75 | 0.8825 | 0.7645 | 5.5158 |  | 0.065 | All Day | 24.0 | 48.36 | 40.1856 | 38.688 | 28.08 | 19.344 | 7.488 | 1.4508 | 3.8688 | 11.7 | 24.18 | 39.78 | 48.36 | 266.7417 | 221.6538 | 213.3934 | 154.8823 | 106.6967 | 41.3019 | 8.0023 | 21.3393 | 64.5343 | 133.3709 | 219.4166 | 266.7417 | 311.4852 | 1718.0747 | 0.042791
1280 | AC system | DX for AHU (2 compressors +2 condenser fans) | CU-AHU3B | Cooling 1 | 16.0 | [5 empty] | 16.0 | 0.75 | 0.90012 | 0.7965 | 9.9453 |  | 0.3 | All Day | 24.0 | 0 | 0 | 0 | 0 | 111.6 | 151.2 | 223.2 | 156.24 | 108 | 0 | 0 | 0 | 0 | 0 | 0 | 0 | 1109.8938 | 1503.7271 | 2219.7877 | 1553.8514 | 1074.0908 | 0 | 0 | 0 | 750.24 | 7461.3509 | 0.92227
1281 | AC system | DX for AHU (2 compressors +2 condenser fans) | CU-AHU3A | Cooling 1 | 16.0 | [5 empty] | 16.0 | 0.75 | 0.90012 | 0.7965 | 9.9453 |  | 0.3 | All Day | 24.0 | 0 | 0 | 0 | 0 | 111.6 | 151.2 | 223.2 | 156.24 | 108 | 0 | 0 | 0 | 0 | 0 | 0 | 0 | 1109.8938 | 1503.7271 | 2219.7877 | 1553.8514 | 1074.0908 | 0 | 0 | 0 | 750.24 | 7461.3509 | 0.92227
1282 | AC system | DX for AHU (Compressors) | CU-AHU6 | Cooling 1 |  |  | 3 | 48.8 | 575.0 |  | 65.14925691740310 | 0.75 | 0.93063 | 0.82325 | 30.0083 |  | 0.3 | All Day | 24.0 | 0 | 0 | 0 | 0 | 111.6 | 151.2 | 223.2 | 156.24 | 108 | 0 | 0 | 0 | 0 | 0 | 0 | 0 | 3348.9255 | 4537.254 | 6697.8511 | 4688.4958 | 3240.8957 | 0 | 0 | 0 | 750.24 | 22513.422 | 2.7828
1283 | AC system | DX for AHU (Condenser fans) | CU-AHU6 | Cooling 1 | 4.0 | [5 empty] | 4.0 | 0.75 | 0.86 | 0.71525 | 2.6023 |  | 0.3 | All Day | 24.0 | 0 | 0 | 0 | 0 | 111.6 | 151.2 | 223.2 | 156.24 | 108 | 0 | 0 | 0 | 0 | 0 | 0 | 0 | 290.4195 | 393.4716 | 580.8391 | 406.5873 | 281.0512 | 0 | 0 | 0 | 750.24 | 1952.3687 | 0.24133
1284 | AC system | DX for AHU (2 compressors +2 condenser fans) | CU-AHU4B | Cooling 1 | 16.0 | [5 empty] | 16.0 | 0.75 | 0.90012 | 0.7965 | 9.9453 |  | 0.3 | All Day | 24.0 | 0 | 0 | 0 | 0 | 111.6 | 151.2 | 223.2 | 156.24 | 108 | 0 | 0 | 0 | 0 | 0 | 0 | 0 | 1109.8938 | 1503.7271 | 2219.7877 | 1553.8514 | 1074.0908 | 0 | 0 | 0 | 750.24 | 7461.3509 | 0.92227
1285 | AC system | DX for AHU (2 compressors +2 condenser fans) | CU-AHU4A | Cooling 1 | 16.0 | [5 empty] | 16.0 | 0.75 | 0.90012 | 0.7965 | 9.9453 |  | 0.3 | All Day | 24.0 | 0 | 0 | 0 | 0 | 111.6 | 151.2 | 223.2 | 156.24 | 108 | 0 | 0 | 0 | 0 | 0 | 0 | 0 | 1109.8938 | 1503.7271 | 2219.7877 | 1553.8514 | 1074.0908 | 0 | 0 | 0 | 750.24 | 7461.3509 | 0.92227
1286 | AC system | DX for AHU (2 compressors +2 condenser fans) | CU-AHU5 | Cooling 1 | 16.0 | [5 empty] | 16.0 | 0.75 | 0.90012 | 0.7965 | 9.9453 |  | 0.3 | All Day | 24.0 | 0 | 0 | 0 | 0 | 111.6 | 151.2 | 223.2 | 156.24 | 108 | 0 | 0 | 0 | 0 | 0 | 0 | 0 | 1109.8938 | 1503.7271 | 2219.7877 | 1553.8514 | 1074.0908 | 0 | 0 | 0 | 750.24 | 7461.3509 | 0.92227
1287 | Heat pump | Split Unit HP Compressor |  | Heat Pump |  |  | 1 | 8.3 | 230.0 |  | 2.5589812332439700 | 0.75 | 0.75 | 0.745 | 1.0667 |  | 0.3 | Occupied | 12.0 | 111.6 | 90.72 | 89.28 | 21.6 | 33.48 | 54 | 111.6 | 111.6 | 75.6 | 66.96 | 97.2 | 111.6 | 119.0386 | 96.7668 | 95.2308 | 23.0397 | 35.7116 | 57.5993 | 119.0386 | 119.0386 | 80.639 | 71.4231 | 103.6787 | 119.0386 | 975.24 | 1040.2434 | 0.29362
1288 | Heat pump | Split Unit HP Fans |  | Heat Pump |  | 0.0957 |  |  | 230.0 |  | 0.12828418230563000 | 0.75 | 0.75 | 0.7 | 0.0957 |  | 0.3 | Occupied | 12.0 | 111.6 | 90.72 | 89.28 | 21.6 | 33.48 | 54 | 111.6 | 111.6 | 75.6 | 66.96 | 97.2 | 111.6 | 10.6801 | 8.6819 | 8.5441 | 2.0671 | 3.204 | 5.1678 | 10.6801 | 10.6801 | 7.2349 | 6.4081 | 9.302 | 10.6801 | 975.24 | 93.3305 | 0.026343
1289 | Heat pump | Split Unit HP Compressor |  | Heat Pump |  |  | 1 | 13.6 | 230.0 |  | 4.193029490616620 | 0.75 | 0.75 | 0.845 | 1.9824 |  | 0.3 | Occupied | 12.0 | 111.6 | 90.72 | 89.28 | 21.6 | 33.48 | 54 | 111.6 | 111.6 | 75.6 | 66.96 | 97.2 | 111.6 | 221.2325 | 179.8406 | 176.986 | 42.8192 | 66.3697 | 107.048 | 221.2325 | 221.2325 | 149.8672 | 132.7395 | 192.6864 | 221.2325 | 975.24 | 1933.2865 | 0.54569
1290 | Heat pump | Split Unit HP Fans |  | Heat Pump |  | 0.066 | 1 | 13.6 | 230.0 |  | 0.08847184986595180 | 0.75 | 0.75 | 0.67 | 0.066 |  | 0.3 | Occupied | 12.0 | 111.6 | 90.72 | 89.28 | 21.6 | 33.48 | 54 | 111.6 | 111.6 | 75.6 | 66.96 | 97.2 | 111.6 | 7.3656 | 5.9875 | 5.8925 | 1.4256 | 2.2097 | 3.564 | 7.3656 | 7.3656 | 4.9896 | 4.4194 | 6.4152 | 7.3656 | 975.24 | 64.3658 | 0.018168
1291 | Heat pump | Elevator Room HP Compressor | WC-3 | Heat Pump |  |  | 1 | 8.7 | 230.0 |  | 2.6823056300268100 | 0.75 | 0.75 | 0.745 | 1.1181 |  | 0.3 | Occupied | 12.0 | 111.6 | 90.72 | 89.28 | 21.6 | 33.48 | 54 | 111.6 | 111.6 | 75.6 | 66.96 | 97.2 | 111.6 | 124.7754 | 101.4303 | 99.8203 | 24.1501 | 37.4326 | 60.3752 | 124.7754 | 124.7754 | 84.5252 | 74.8652 | 108.6753 | 124.7754 | 975.24 | 1090.3756 | 0.30777
1292 | AC system | Compressor | AC-1 | Cooling 1 |  | 1.265 |  |  |  |  | 1.695710455764080 | 0.75 | 0.81875 | 0.66925 | 1.1588 |  | 0.3 | All Day | 24.0 | 0 | 0 | 0 | 0 | 111.6 | 216 | 223.2 | 200.88 | 194.4 | 111.6 | 64.8 | 0 | 0 | 0 | 0 | 0 | 129.3197 | 250.2962 | 258.6394 | 232.7755 | 225.2666 | 129.3197 | 75.0889 | 0 | 1122.48 | 1300.7058 | 0.86388
1293 | AC system | Compressor | AC-2 | Cooling 1 |  | 1.265 |  |  |  |  | 1.695710455764080 | 0.75 | 0.81875 | 0.66925 | 1.1588 |  | 0.3 | All Day | 24.0 | 0 | 0 | 0 | 0 | 111.6 | 216 | 223.2 | 200.88 | 194.4 | 111.6 | 64.8 | 0 | 0 | 0 | 0 | 0 | 129.3197 | 250.2962 | 258.6394 | 232.7755 | 225.2666 | 129.3197 | 75.0889 | 0 | 1122.48 | 1300.7058 | 0.86388
1294 | Heat pump | Compressor | RTHP-1 | Cooling 1 |  |  | 1 | 12.8 | 208.0 |  | 3.568900804289540 | 0.75 | 0.75 | 0.845 | 1.6873 |  | 0.6 | All Day | 24.0 | 0 | 0 | 0 | 0 | 223.2 | 432 | 446.4 | 401.76 | 388.8 | 223.2 | 129.6 | 0 | 0 | 0 | 0 | 0 | 376.6045 | 728.9119 | 753.2089 | 677.888 | 656.0207 | 376.6045 | 218.6736 | 0 | 2244.96 | 3787.912 | 2.5158
1295 | Electric heating | Entrance Heater | EH-1-1 | Heating 1 | 0.16 | [5 empty] | 0.16 | 0.75 | 0.75 | 0.7 | 0.11936 |  | 0.1 | Occupied | 16.0 | 49.6 | 44.8 | 37.2 | 24 | 19.84 | 9.6 | 1.24 | 1.24 | 1.2 | 9.92 | 19.2 | 34.72 | 5.9203 | 5.3473 | 4.4402 | 2.8646 | 2.3681 | 1.1459 | 0.14801 | 0.14801 | 0.14323 | 1.1841 | 2.2917 | 4.1442 | 252.56 | 30.1456 | 0.0021736
1296 | Electric heating | Entrance Heater | EH-1-2 | Heating 1 | 0.07 | [5 empty] | 0.07 | 0.75 | 0.75 | 0.7 | 0.05222 |  | 0.1 | Occupied | 16.0 | 49.6 | 44.8 | 37.2 | 24 | 19.84 | 9.6 | 1.24 | 1.24 | 1.2 | 9.92 | 19.2 | 34.72 | 2.5901 | 2.3395 | 1.9426 | 1.2533 | 1.036 | 0.50131 | 0.064753 | 0.064753 | 0.062664 | 0.51802 | 1.0026 | 1.8131 | 252.56 | 13.1887 | 0.00095094
1297 | Electric heating | Entrance Heater | EH-1-3 | Heating 1 | 0.16 | [5 empty] | 0.16 | 0.75 | 0.75 | 0.7 | 0.11936 |  | 0.1 | Occupied | 16.0 | 49.6 | 44.8 | 37.2 | 24 | 19.84 | 9.6 | 1.24 | 1.24 | 1.2 | 9.92 | 19.2 | 34.72 | 5.9203 | 5.3473 | 4.4402 | 2.8646 | 2.3681 | 1.1459 | 0.14801 | 0.14801 | 0.14323 | 1.1841 | 2.2917 | 4.1442 | 252.56 | 30.1456 | 0.0021736
1298 | Electric heating | Entrance Heater | EH-1-4 | Heating 1 | 0.16 | [5 empty] | 0.16 | 0.75 | 0.75 | 0.7 | 0.11936 |  | 0.1 | Occupied | 16.0 | 49.6 | 44.8 | 37.2 | 24 | 19.84 | 9.6 | 1.24 | 1.24 | 1.2 | 9.92 | 19.2 | 34.72 | 5.9203 | 5.3473 | 4.4402 | 2.8646 | 2.3681 | 1.1459 | 0.14801 | 0.14801 | 0.14323 | 1.1841 | 2.2917 | 4.1442 | 252.56 | 30.1456 | 0.0021736
1299 | Electric heating | Electric Heater | RTU09 | Heating |  | 6 |  |  |  |  | 8.04289544235925 | 0.75 | 0.8825 | 0.7645 | 5.0992 |  | 0.1 |  | 6.0 | 14.88 | 13.44 | 11.16 | 0 | 0 | 0 | 0 | 0 | 7.2 | 9.3 | 16.2 | 18.6 | 75.8754 | 68.5326 | 56.9065 | 0 | 0 | 0 | 0 | 0 | 36.7139 | 47.4221 | 82.6062 | 94.8442 | 90.78 | 462.9008 | 0.15439
1300 | Electric heating | Electric Heater | RTU01 | Heating |  | 23 |  |  |  |  | 30.831099195710500 | 0.75 | 0.91612 | 0.809 | 18.8293 |  | 0.1 |  | 24.0 | 59.52 | 53.76 | 44.64 | 0 | 0 | 0 | 0 | 0 | 28.8 | 37.2 | 64.8 | 74.4 | 1120.7204 | 1012.2636 | 840.5403 | 0 | 0 | 0 | 0 | 0 | 542.2841 | 700.4503 | 1220.1392 | 1400.9005 | 363.12 | 6837.2984 | 2.2805
1301 | Electric heating | Electric Heater | RTU03/HP-3 | Heating |  | 10.6 |  |  |  |  | 14.20911528150130 | 0.75 | 0.89338 | 0.78375 | 8.8988 |  | 0.1 |  | 24.0 | 59.52 | 53.76 | 44.64 | 0 | 0 | 0 | 0 | 0 | 28.8 | 37.2 | 64.8 | 74.4 | 529.6589 | 478.4016 | 397.2442 | 0 | 0 | 0 | 0 | 0 | 256.2866 | 331.0368 | 576.6447 | 662.0736 | 363.12 | 3231.3463 | 1.0778
1302 | Electric heating | Electric Heater | RTU10 | Heating |  | 12 |  |  |  |  | 16.0857908847185 | 0.75 | 0.90012 | 0.7965 | 9.9986 |  | 0.1 |  | 24.0 | 59.52 | 53.76 | 44.64 | 0 | 0 | 0 | 0 | 0 | 28.8 | 37.2 | 64.8 | 74.4 | 595.1173 | 537.5253 | 446.338 | 0 | 0 | 0 | 0 | 0 | 287.96 | 371.9483 | 647.91 | 743.8967 | 363.12 | 3630.6957 | 1.211
1303 | AC system | Carrier HVAC Units x4 |  | Cooling 1 |  | 13.6 |  |  |  |  | 18.230563002681000 | 0.75 | 0.90012 | 0.7965 | 11.3318 |  | 0.15 | All Day | 26.0 | 0 | 0 | 0 | 0 | 36.27 | 81.9 | 108.81 | 132.99 | 52.65 | 0 | 0 | 0 | 0 | 0 | 0 | 0 | 411.0029 | 928.0711 | 1233.0087 | 1507.0107 | 596.6171 | 0 | 0 | 0 | 412.62 | 4675.7106 | 1.5231
1304 | AC system |  | AC-1 | Cooling 1 |  |  | 3 | 53.3 | 600.0 |  | 74.25064990087490 | 0.75 | 0.93063 | 0.82325 | 34.2005 |  | 0.3 |  | 24.0 | 0 | 0 | 6.696 | 21.6 | 89.28 | 151.2 | 223.2 | 200.88 | 129.6 | 44.64 | 0 | 0 | 0 | 0 | 229.0064 | 738.7302 | 3053.4181 | 5171.1112 | 7633.5452 | 6870.1907 | 4432.3811 | 1526.709 | 0 | 0 | 867.096 | 29655.0918 | 2.0724
1305 | AC system |  | DC-1 | Cooling 1 |  |  | 3 | 8.1 | 600.0 |  | 11.283869872365600 | 0.75 | 0.89338 | 0.78375 | 4.9481 |  | 0.3 |  | 24.0 | 0 | 0 | 6.696 | 21.6 | 89.28 | 151.2 | 223.2 | 200.88 | 129.6 | 44.64 | 0 | 0 | 0 | 0 | 33.1323 | 106.8783 | 441.7636 | 748.148 | 1104.4089 | 993.968 | 641.2697 | 220.8818 | 0 | 0 | 867.096 | 4290.4505 | 0.29983
1306 | AC system |  | AC-2 | Cooling 1 |  |  | 3 | 53.3 | 600.0 |  | 74.25064990087490 | 0.75 | 0.93063 | 0.82325 | 34.2005 |  | 0.3 |  | 24.0 | 0 | 0 | 6.696 | 21.6 | 89.28 | 151.2 | 223.2 | 200.88 | 129.6 | 44.64 | 0 | 0 | 0 | 0 | 229.0064 | 738.7302 | 3053.4181 | 5171.1112 | 7633.5452 | 6870.1907 | 4432.3811 | 1526.709 | 0 | 0 | 867.096 | 29655.0918 | 2.0724
1307 | AC system |  | DC-2 | Cooling 1 |  |  | 3 | 8.1 | 600.0 |  | 11.283869872365600 | 0.75 | 0.89338 | 0.78375 | 4.9481 |  | 0.3 |  | 24.0 | 0 | 0 | 6.696 | 21.6 | 89.28 | 151.2 | 223.2 | 200.88 | 129.6 | 44.64 | 0 | 0 | 0 | 0 | 33.1323 | 106.8783 | 441.7636 | 748.148 | 1104.4089 | 993.968 | 641.2697 | 220.8818 | 0 | 0 | 867.096 | 4290.4505 | 0.29983
1308 | AC system |  | AC-3 | Cooling 1 |  |  | 1 | 10.1 | 208.0 |  | 2.816085790884720 | 0.75 | 0.75 | 0.745 | 1.1738 |  | 0.3 |  | 24.0 | 0 | 0 | 6.696 | 21.6 | 89.28 | 151.2 | 223.2 | 200.88 | 129.6 | 44.64 | 0 | 0 | 0 | 0 | 7.8599 | 25.3546 | 104.7988 | 177.4819 | 261.9971 | 235.7974 | 152.1273 | 52.3994 | 0 | 0 | 867.096 | 1017.8164 | 0.071128
1309 | AC system |  | AC-4 | Cooling 1 |  |  | 3 | 12.7 | 208.0 |  | 6.133224414576340 | 0.75 | 0.87 | 0.758 | 2.6011 |  | 0.3 |  | 24.0 | 0 | 0 | 6.696 | 21.6 | 89.28 | 151.2 | 223.2 | 200.88 | 129.6 | 44.64 | 0 | 0 | 0 | 0 | 17.417 | 56.1839 | 232.2268 | 393.2873 | 580.567 | 522.5103 | 337.1034 | 116.1134 | 0 | 0 | 867.096 | 2255.4091 | 0.15762
1310 | AC System | Sanyo CM1812 - compressor | AC-2 | Cooling |  | 0.76544 |  |  |  |  | 1.026058981233240 | 0.75 | 0.75 | 0.65475 | 0.76544 |  | 0.3 |  | 5.714285714285710 | 0 | 0 | 0 | 25.7143 | 31.8857 | 41.1429 | 53.1429 | 47.8286 | 25.7143 | 21.2571 | 0 | 0 | 0 | 0 | 0 | 19.6827 | 24.4066 | 31.4924 | 40.6777 | 36.6099 | 19.6827 | 16.2711 | 0 | 0 | 246.6857 | 188.8231 | 0.062979
1311 | AC System | Sanyo CM1812 - Condenser Fan | AC-2 | Cooling |  | 0.09776 |  |  |  |  | 0.1310455764075070 | 0.75 | 0.75 | 0.7 | 0.09776 |  | 0.3 |  | 5.714285714285710 | 0 | 0 | 0 | 25.7143 | 31.8857 | 41.1429 | 53.1429 | 47.8286 | 25.7143 | 21.2571 | 0 | 0 | 0 | 0 | 0 | 2.5138 | 3.1171 | 4.0221 | 5.1952 | 4.6757 | 2.5138 | 2.0781 | 0 | 0 | 246.6857 | 24.116 | 0.0080435
1312 | AC System | Samsung US30C2BC - compressor | AC-3 | Cooling |  | 2.9952 |  |  |  |  | 4.015013404825740 | 0.75 | 0.86 | 0.71525 | 2.6121 |  | 0.3 |  | 5.714285714285710 | 0 | 0 | 0 | 25.7143 | 31.8857 | 41.1429 | 53.1429 | 47.8286 | 25.7143 | 21.2571 | 0 | 0 | 0 | 0 | 0 | 67.1681 | 83.2885 | 107.469 | 138.8141 | 124.9327 | 67.1681 | 55.5256 | 0 | 0 | 246.6857 | 644.366 | 0.21492
1313 | AC System | Samsung US30C2BC - Condenser Fan | AC-3 | Cooling |  | 0.212 |  |  |  |  | 0.2841823056300270 | 0.75 | 0.75 | 0.7 | 0.212 |  | 0.3 |  | 5.714285714285710 | 0 | 0 | 0 | 25.7143 | 31.8857 | 41.1429 | 53.1429 | 47.8286 | 25.7143 | 21.2571 | 0 | 0 | 0 | 0 | 0 | 5.4514 | 6.7598 | 8.7223 | 11.2663 | 10.1397 | 5.4514 | 4.5065 | 0 | 0 | 246.6857 | 52.2974 | 0.017443
1314 | AC System | Samsung US18AORCD - compressor | AC-4 | Cooling |  | 1.7472 |  |  |  |  | 2.3420911528150100 | 0.75 | 0.845 | 0.702 | 1.5508 |  | 0.3 |  | 5.714285714285710 | 0 | 0 | 0 | 25.7143 | 31.8857 | 41.1429 | 53.1429 | 47.8286 | 25.7143 | 21.2571 | 0 | 0 | 0 | 0 | 0 | 39.8769 | 49.4474 | 63.8031 | 82.4123 | 74.1711 | 39.8769 | 32.9649 | 0 | 0 | 246.6857 | 382.5526 | 0.12759
1315 | AC System | Samsung US18AORCD - Condenser Fan | AC-4 | Cooling |  | 0.042 |  |  |  |  | 0.05630026809651480 | 0.75 | 0.75 | 0.7 | 0.042 |  | 0.3 |  | 5.714285714285710 | 0 | 0 | 0 | 25.7143 | 31.8857 | 41.1429 | 53.1429 | 47.8286 | 25.7143 | 21.2571 | 0 | 0 | 0 | 0 | 0 | 1.08 | 1.3392 | 1.728 | 2.232 | 2.0088 | 1.08 | 0.8928 | 0 | 0 | 246.6857 | 10.3608 | 0.0034557
1316 | AC System | Samsung US18AORCD - compressor | AC-5 | Cooling |  | 1.7472 |  |  |  |  | 2.3420911528150100 | 0.75 | 0.845 | 0.702 | 1.5508 |  | 0.3 |  | 5.714285714285710 | 0 | 0 | 0 | 25.7143 | 31.8857 | 41.1429 | 53.1429 | 47.8286 | 25.7143 | 21.2571 | 0 | 0 | 0 | 0 | 0 | 39.8769 | 49.4474 | 63.8031 | 82.4123 | 74.1711 | 39.8769 | 32.9649 | 0 | 0 | 246.6857 | 382.5526 | 0.12759
1317 | AC System | Samsung US18AORCD - Condenser Fan | AC-5 | Cooling |  | 0.042 |  |  |  |  | 0.05630026809651480 | 0.75 | 0.75 | 0.7 | 0.042 |  | 0.3 |  | 5.714285714285710 | 0 | 0 | 0 | 25.7143 | 31.8857 | 41.1429 | 53.1429 | 47.8286 | 25.7143 | 21.2571 | 0 | 0 | 0 | 0 | 0 | 1.08 | 1.3392 | 1.728 | 2.232 | 2.0088 | 1.08 | 0.8928 | 0 | 0 | 246.6857 | 10.3608 | 0.0034557
1318 | Ventilation | Supply Fan | MUA-SF1 | University |  | 9.3 |  |  |  |  | 12.466487935656800 | 0.75 | 0.89338 | 0.78375 | 7.8075 | 0.75 | 1 | 11.357142857142900 | 11.357142857142900 | 316.8643 | 318 | 352.0714 | 340.7143 | 352.0714 | 272.5714 | 281.6571 | 281.6571 | 340.7143 | 352.0714 | 340.7143 | 281.6571 | 1391.5738 | 1396.5615 | 1546.1931 | 1496.3159 | 1546.1931 | 1197.0527 | 1236.9545 | 1236.9545 | 1496.3159 | 1546.1931 | 1496.3159 | 1236.9545 | 3830.7643 | 16823.5783 | 4.9175
1319 | Pump | Perimeter Baseboard Loop | P-2A | Pumps 16°C |  | 1.12 |  |  |  |  | 1.5013404825737300 | 0.75 | 0.81875 | 0.66925 | 1.026 |  | 0.5 | 24h 7d | 24.0 | 332.6161 | 257.5989 | 241.9314 | 162.0803 | 73.1647 | 44.4004 | 7.4138 | 0.69465 | 31.1696 | 141.8106 | 199.0644 | 372 | 341.2488 | 264.2847 | 248.2105 | 166.287 | 75.0637 | 45.5528 | 7.6062 | 0.71268 | 31.9786 | 145.4912 | 204.231 | 381.655 | 1863.9449 | 1912.3221 | 0.22686
1320 | Pump | Perimeter Baseboard Loop | P-2B | Pumps 16°C |  | 1.12 |  |  |  |  | 1.5013404825737300 | 0.75 | 0.81875 | 0.66925 | 1.026 |  | 0.5 | 24h 7d | 24.0 | 332.6161 | 257.5989 | 241.9314 | 162.0803 | 73.1647 | 44.4004 | 7.4138 | 0.69465 | 31.1696 | 141.8106 | 199.0644 | 372 | 341.2488 | 264.2847 | 248.2105 | 166.287 | 75.0637 | 45.5528 | 7.6062 | 0.71268 | 31.9786 | 145.4912 | 204.231 | 381.655 | 1863.9449 | 1912.3221 | 0.22686
1321 | AC system | Compressor | RTU-203 | Cooling 2 |  |  | 1 | 25 | 230.0 |  | 7.707774798927610 | 1 | 0.75 | 0.935 | 5.3762 |  | 0.3 | Office | 12.0 | 0 | 0 | 55.8 | 54 | 78.12 | 108 | 111.6 | 111.6 | 75.6 | 55.8 | 0 | 0 | 0 | 0 | 299.9948 | 290.3175 | 419.9927 | 580.635 | 599.9895 | 599.9895 | 406.4445 | 299.9948 | 0 | 0 | 650.52 | 3497.3582 | 1.6417
1322 | AC system | Condenser fan | RTU-203 | Cooling 2 |  |  | 1 | 1.8 | 230.0 |  | 0.5549597855227880 | 0.75 | 0.75 | 0.67 | 0.20803 |  | 0.3 | Office | 12.0 | 0 | 0 | 55.8 | 54 | 78.12 | 108 | 111.6 | 111.6 | 75.6 | 55.8 | 0 | 0 | 0 | 0 | 11.6084 | 11.2339 | 16.2517 | 22.4678 | 23.2167 | 23.2167 | 15.7274 | 11.6084 | 0 | 0 | 650.52 | 135.3309 | 0.063524
1323 | AC system | Compressor Fan | CH-1 | Cooling 1 | 4.0 | [5 empty] | 4.0 | 0.75 | 0.86 | 0.71525 | 2.6023 |  | 0.35 | All Day | 24.0 | 0 | 0 | 0 | 0 | 156.24 | 252 | 260.4 | 260.4 | 126 | 0 | 0 | 0 | 0 | 0 | 0 | 0 | 406.5873 | 655.786 | 677.6456 | 677.6456 | 327.893 | 0 | 0 | 0 | 1055.04 | 2745.5576 | 0.34461
1324 | AC System | MRI HR Chiller Compressor | C-MRI1 | DD Cold Deck |  | 105 |  |  |  |  | 140.75067024128700 | 0.75 | 0.94063 | 0.81625 | 83.7209 |  | 0.3 | All Day | 24.0 | 44.64 | 40.32 | 66.96 | 86.4 | 133.92 | 172.8 | 200.88 | 223.2 | 172.8 | 89.28 | 43.2 | 44.64 | 3737.3023 | 3375.6279 | 5605.9535 | 7233.4884 | 11211.907 | 14466.9767 | 16817.8605 | 18686.5116 | 14466.9767 | 7474.6047 | 3616.7442 | 3737.3023 | 1319.04 | 110431.2558 | 1.9764
1325 | AC System | MRI HR Chiller Compressor | C-MRI1 | DD Cold Deck |  | 105 |  |  |  |  | 140.75067024128700 | 0.75 | 0.94063 | 0.81625 | 83.7209 |  | 0.3 | All Day | 24.0 | 44.64 | 40.32 | 66.96 | 86.4 | 133.92 | 172.8 | 200.88 | 223.2 | 172.8 | 89.28 | 43.2 | 44.64 | 3737.3023 | 3375.6279 | 5605.9535 | 7233.4884 | 11211.907 | 14466.9767 | 16817.8605 | 18686.5116 | 14466.9767 | 7474.6047 | 3616.7442 | 3737.3023 | 1319.04 | 110431.2558 | 1.9764
1326 | Electric heating | Air Handling Unit, Electric Duct | AHU-2 | Heating 1 |  | 40 |  |  |  |  | 53.61930294906170 | 0.75 | 0.92525 | 0.824 | 32.4237 |  | 0.1 |  | 24.0 | 52.08 | 67.2 | 74.4 | 43.2 | 44.64 | 43.2 | 14.88 | 1.86 | 14.4 | 52.08 | 72 | 52.08 | 1688.6247 | 2178.8706 | 2412.321 | 1400.7025 | 1447.3926 | 1400.7025 | 482.4642 | 60.308 | 466.9008 | 1688.6247 | 2334.5042 | 1688.6247 | 532.02 | 17250.0405 | 2.6402
1327 | Electric heating | Electric Coils (MAU) |  | Heating 1 |  | 13.32 |  |  |  |  | 17.855227882037500 | 0.75 | 0.90012 | 0.7965 | 11.0985 |  | 0.4 | All Day | 24.0 | 297.6 | 241.92 | 208.32 | 115.2 | 29.76 | 14.4 | 14.88 | 14.88 | 28.8 | 89.28 | 230.4 | 297.6 | 3302.9013 | 2684.9391 | 2312.0309 | 1278.5424 | 330.2901 | 159.8178 | 165.1451 | 165.1451 | 319.6356 | 990.8704 | 2557.0848 | 3302.9013 | 1583.04 | 17569.3038 | 2.9618
1328 | Electric heating | Electric Heat trace | EHT-1 to 8 | Heating 1 | [6 empty] | 3.225 | 0.75 | 0.86 | 0.71525 | 3.225 |  | 1 | All Day | 24.0 | 669.6 | 571.2 | 580.32 | 453.6 | 372 | 324 | 297.6 | 357.12 | 417.6 | 543.12 | 540 | 744 | 2159.46 | 1842.12 | 1871.532 | 1462.86 | 1199.7 | 1044.9 | 959.76 | 1151.712 | 1346.76 | 1751.562 | 1741.5 | 2399.4 | 5870.16 | 18931.266 | 0.75126
1329 | AC System | 175 Ton Chiller (compressor 1) | SN UA4L2756 | Cooling 1 |  | 119 |  |  |  |  | 159.51742627345800 | 0.75 | 0.9435 | 0.82175 | 94.5946 |  | 0.3 | Occupied | 18.357142857142900 | 0 | 0 | 0 | 0 | 68.2886 | 49.5643 | 170.7214 | 119.505 | 132.1714 | 34.1443 | 0 | 0 | 0 | 0 | 0 | 0 | 6459.7297 | 4688.5135 | 16149.3243 | 11304.527 | 12502.7027 | 3229.8649 | 0 | 0 | 574.395 | 54334.6622 | 4.8274
1330 | AC System | 176 Ton Chiller (compressor 2) |  | Cooling 1 |  | 119 |  |  |  |  | 159.51742627345800 | 0.75 | 0.9435 | 0.82175 | 94.5946 |  | 0.3 | Occupied | 18.357142857142900 | 0 | 0 | 0 | 0 | 68.2886 | 49.5643 | 170.7214 | 119.505 | 132.1714 | 34.1443 | 0 | 0 | 0 | 0 | 0 | 0 | 6459.7297 | 4688.5135 | 16149.3243 | 11304.527 | 12502.7027 | 3229.8649 | 0 | 0 | 574.395 | 54334.6622 | 4.8274
1331 | AC System | 125 Ton Chiller (compressor 1) | SN UA4lL1374 | Cooling 1 |  | 69 |  |  |  |  | 92.49329758713140 | 0.75 | 0.935 | 0.828 | 55.3476 |  | 0.3 | Occupied | 18.357142857142900 | 0 | 0 | 0 | 0 | 68.2886 | 49.5643 | 170.7214 | 119.505 | 132.1714 | 34.1443 | 0 | 0 | 0 | 0 | 0 | 0 | 3779.6081 | 2743.2639 | 9449.0202 | 6614.3142 | 7315.3705 | 1889.804 | 0 | 0 | 574.395 | 31791.381 | 2.8246
1332 | AC System | 126 Ton Chiller (compressor 2) |  | Cooling 1 |  | 69 |  |  |  |  | 92.49329758713140 | 0.75 | 0.935 | 0.828 | 55.3476 |  | 0.3 | Occupied | 18.357142857142900 | 0 | 0 | 0 | 0 | 68.2886 | 49.5643 | 170.7214 | 119.505 | 132.1714 | 34.1443 | 0 | 0 | 0 | 0 | 0 | 0 | 3779.6081 | 2743.2639 | 9449.0202 | 6614.3142 | 7315.3705 | 1889.804 | 0 | 0 | 574.395 | 31791.381 | 2.8246
1333 | AC System | Cooling coils fans |  | Cooling 1 |  | 4 |  |  |  |  | 5.361930294906170 | 0.75 | 0.87 | 0.758 | 3.4483 |  | 0.3 | Occupied | 18.357142857142900 | 0 | 0 | 0 | 0 | 68.2886 | 49.5643 | 170.7214 | 119.505 | 132.1714 | 34.1443 | 0 | 0 | 0 | 0 | 0 | 0 | 235.4778 | 170.9113 | 588.6946 | 412.0862 | 455.7635 | 117.7389 | 0 | 0 | 574.395 | 1980.6724 | 0.17598
1334 | Heat pump | Heat Pump Compressors | HP-Comps | Heat Pump |  | 234 |  |  |  |  | 313.6729222520110 | 0.75 | 0.94963 | 0.835 | 184.8098 |  | 0.35 | Heat Pumps | 17.0 | 129.115 | 149.94 | 147.56 | 178.5 | 147.56 | 142.8 | 129.115 | 156.7825 | 178.5 | 156.7825 | 124.95 | 147.56 | 23861.7165 | 27710.3804 | 27270.5331 | 32988.5481 | 27270.5331 | 26390.8385 | 23861.7165 | 28974.9414 | 32988.5481 | 28974.9414 | 23091.9837 | 27270.5331 | 1789.165 | 330655.2139 | 60.404
1335 | Ventilation | Exhaust Fans |  | Uniform |  | 0.6 |  |  |  |  | 0.804289544235925 | 0.75 | 0.75 | 0.511 | 0.6 |  | 1 | Bld Average | 6.3809523809523800 | 197.8095 | 178.6667 | 197.8095 | 191.4286 | 197.8095 | 191.4286 | 197.8095 | 197.8095 | 191.4286 | 197.8095 | 191.4286 | 197.8095 | 118.6857 | 107.2 | 118.6857 | 114.8571 | 118.6857 | 114.8571 | 118.6857 | 118.6857 | 114.8571 | 118.6857 | 114.8571 | 118.6857 | 2329.0476 | 1397.4286 | 0.12953
1336 | Ventilation | Exhaust Fan | EF-106 | Uniform |  | 0.37 |  |  |  |  | 0.4959785522788200 | 0.75 | 0.75 | 0.7 | 0.37 |  | 1 | EF-102 | 11.357142857142900 | 352.0714 | 318 | 352.0714 | 340.7143 | 352.0714 | 340.7143 | 352.0714 | 316.8643 | 340.7143 | 352.0714 | 340.7143 | 352.0714 | 130.2664 | 117.66 | 130.2664 | 126.0643 | 130.2664 | 126.0643 | 130.2664 | 117.2398 | 126.0643 | 130.2664 | 126.0643 | 130.2664 | 4110.15 | 1520.7555 | 0.035586
1337 | Heat pump | Compressor | HP-7 | Heat Pump |  |  | 3 | 6.2 | 575.0 |  | 8.277159690325800 | 0.75 | 0.8825 | 0.7645 | 3.5405 |  | 0.25 | All Day | 24.0 | 93 | 84 | 130.2 | 144 | 186 | 144 | 186 | 148.8 | 126 | 111.6 | 90 | 93 | 329.2622 | 297.3981 | 460.9671 | 509.8253 | 658.5244 | 509.8253 | 658.5244 | 526.8195 | 446.0972 | 395.1146 | 318.6408 | 329.2622 | 1536.6 | 5440.2611 | 1.992
1338 | Heat pump | Compressor (x2) | HP-1 | Heat Pump |  |  | 3 | 5.4 | 575.0 |  | 7.209139085122470 | 0.75 | 0.87 | 0.758 | 6.1148 |  | 0.25 | All Day | 24.0 | 93 | 84 | 130.2 | 144 | 186 | 144 | 186 | 148.8 | 126 | 111.6 | 90 | 93 | 568.677 | 513.6437 | 796.1478 | 880.5321 | 1137.354 | 880.5321 | 1137.354 | 909.8832 | 770.4656 | 682.4124 | 550.3326 | 568.677 | 1536.6 | 9396.0112 | 3.4405
1339 | Heat pump | Compressor (x2) | HP-5 | Heat Pump |  |  | 3 | 5.4 | 575.0 |  | 7.209139085122470 | 0.75 | 0.87 | 0.758 | 6.1148 |  | 0.25 | All Day | 24.0 | 93 | 84 | 130.2 | 144 | 186 | 144 | 186 | 148.8 | 126 | 111.6 | 90 | 93 | 568.677 | 513.6437 | 796.1478 | 880.5321 | 1137.354 | 880.5321 | 1137.354 | 909.8832 | 770.4656 | 682.4124 | 550.3326 | 568.677 | 1536.6 | 9396.0112 | 3.4405
1340 | Heat pump | Compressor (x2) | HP-3 | Heat Pump |  |  | 3 | 5.4 | 575.0 |  | 7.209139085122470 | 0.75 | 0.87 | 0.758 | 6.1148 |  | 0.25 | All Day | 24.0 | 93 | 84 | 130.2 | 144 | 186 | 144 | 186 | 148.8 | 126 | 111.6 | 90 | 93 | 568.677 | 513.6437 | 796.1478 | 880.5321 | 1137.354 | 880.5321 | 1137.354 | 909.8832 | 770.4656 | 682.4124 | 550.3326 | 568.677 | 1536.6 | 9396.0112 | 3.4405
1341 | Heat pump | Compressor (x2) | HP-8 | Heat Pump |  |  | 3 | 5.4 | 575.0 |  | 7.209139085122470 | 0.75 | 0.87 | 0.758 | 6.1148 |  | 0.25 | All Day | 24.0 | 93 | 84 | 130.2 | 144 | 186 | 144 | 186 | 148.8 | 126 | 111.6 | 90 | 93 | 568.677 | 513.6437 | 796.1478 | 880.5321 | 1137.354 | 880.5321 | 1137.354 | 909.8832 | 770.4656 | 682.4124 | 550.3326 | 568.677 | 1536.6 | 9396.0112 | 3.4405
1342 | Heat pump | Compressor (x2) | HP-4 | Heat Pump |  |  | 3 | 5.4 | 575.0 |  | 7.209139085122470 | 0.75 | 0.87 | 0.758 | 6.1148 |  | 0.25 | All Day | 24.0 | 93 | 84 | 130.2 | 144 | 186 | 144 | 186 | 148.8 | 126 | 111.6 | 90 | 93 | 568.677 | 513.6437 | 796.1478 | 880.5321 | 1137.354 | 880.5321 | 1137.354 | 909.8832 | 770.4656 | 682.4124 | 550.3326 | 568.677 | 1536.6 | 9396.0112 | 3.4405
1343 | Heat pump | Compressor (x2) | HP-2 | Heat Pump |  |  | 3 | 5.4 | 575.0 |  | 7.209139085122470 | 0.75 | 0.87 | 0.758 | 6.1148 |  | 0.25 | All Day | 24.0 | 93 | 84 | 130.2 | 144 | 186 | 144 | 186 | 148.8 | 126 | 111.6 | 90 | 93 | 568.677 | 513.6437 | 796.1478 | 880.5321 | 1137.354 | 880.5321 | 1137.354 | 909.8832 | 770.4656 | 682.4124 | 550.3326 | 568.677 | 1536.6 | 9396.0112 | 3.4405
1344 | Heat pump | Compressor (x2) | HP-6 | Heat Pump |  |  | 3 | 5.4 | 575.0 |  | 7.209139085122470 | 0.75 | 0.87 | 0.758 | 6.1148 |  | 0.25 | All Day | 24.0 | 93 | 84 | 130.2 | 144 | 186 | 144 | 186 | 148.8 | 126 | 111.6 | 90 | 93 | 568.677 | 513.6437 | 796.1478 | 880.5321 | 1137.354 | 880.5321 | 1137.354 | 909.8832 | 770.4656 | 682.4124 | 550.3326 | 568.677 | 1536.6 | 9396.0112 | 3.4405
1345 | Heat pump | Fan | HP-7 | Heat Pump |  |  | 1 | 0.6 | 575.0 |  | 0.4624664879356570 | 0.75 | 0.75 | 0.67 | 0.17336 |  | 0.25 | All Day | 24.0 | 93 | 84 | 130.2 | 144 | 186 | 144 | 186 | 148.8 | 126 | 111.6 | 90 | 93 | 16.1227 | 14.5625 | 22.5718 | 24.9642 | 32.2454 | 24.9642 | 32.2454 | 25.7963 | 21.8437 | 19.3473 | 15.6026 | 16.1227 | 1536.6 | 266.3888 | 0.097542
1346 | Electric heating | Forced Flow Heater | FFH-1 | Heating 1 |  | 0.125 |  |  |  |  | 0.1675603217158180 | 0.75 | 0.75 | 0.7 | 0.125 |  | 1 | All Day | 24.0 | 744 | 604.8 | 446.4 | 360 | 223.2 | 144 | 74.4 | 74.4 | 288 | 372 | 432 | 595.2 | 93 | 75.6 | 55.8 | 45 | 27.9 | 18 | 9.3 | 9.3 | 36 | 46.5 | 54 | 74.4 | 4358.4 | 544.8 | 0.026119
1347 | Electric heating | Forced Flow Heater | FFH-2 | Heating 1 |  | 0.32 |  |  |  |  | 0.4289544235924930 | 0.75 | 0.75 | 0.7 | 0.32 |  | 1 | All Day | 24.0 | 744 | 604.8 | 446.4 | 360 | 223.2 | 144 | 74.4 | 74.4 | 288 | 372 | 432 | 595.2 | 238.08 | 193.536 | 142.848 | 115.2 | 71.424 | 46.08 | 23.808 | 23.808 | 92.16 | 119.04 | 138.24 | 190.464 | 4358.4 | 1394.688 | 0.066864
1348 | Electric heating | Forced Flow Heater | FFH-3 | Heating 1 |  | 0.32 |  |  |  |  | 0.4289544235924930 | 0.75 | 0.75 | 0.7 | 0.32 |  | 1 | All Day | 24.0 | 744 | 604.8 | 446.4 | 360 | 223.2 | 144 | 74.4 | 74.4 | 288 | 372 | 432 | 595.2 | 238.08 | 193.536 | 142.848 | 115.2 | 71.424 | 46.08 | 23.808 | 23.808 | 92.16 | 119.04 | 138.24 | 190.464 | 4358.4 | 1394.688 | 0.066864
1349 | Electric heating | Forced Flow Heater | FFH-4 | Heating 1 |  | 0.32 |  |  |  |  | 0.4289544235924930 | 0.75 | 0.75 | 0.7 | 0.32 |  | 1 | All Day | 24.0 | 744 | 604.8 | 446.4 | 360 | 223.2 | 144 | 74.4 | 74.4 | 288 | 372 | 432 | 595.2 | 238.08 | 193.536 | 142.848 | 115.2 | 71.424 | 46.08 | 23.808 | 23.808 | 92.16 | 119.04 | 138.24 | 190.464 | 4358.4 | 1394.688 | 0.066864
1350 | Electric heating | Electric Pre heating coil | PHC-2 | HRV |  | 4 |  |  |  |  | 5.361930294906170 | 0.75 | 0.87 | 0.758 | 3.4483 |  | 1 | All Day | 24.0 | 744 | 604.8 | 446.4 | 360 | 223.2 | 144 | 74.4 | 74.4 | 216 | 297.6 | 504 | 669.6 | 2565.5172 | 2085.5172 | 1539.3103 | 1241.3793 | 769.6552 | 496.5517 | 256.5517 | 256.5517 | 744.8276 | 1026.2069 | 1737.931 | 2308.9655 | 4358.4 | 15028.9655 | 0.72052
1351 | Electric heating | Electric Pre heating coil | PHC-3 | HRV |  | 4 |  |  |  |  | 5.361930294906170 | 0.75 | 0.87 | 0.758 | 3.4483 |  | 1 | All Day | 24.0 | 744 | 604.8 | 446.4 | 360 | 223.2 | 144 | 74.4 | 74.4 | 216 | 297.6 | 504 | 669.6 | 2565.5172 | 2085.5172 | 1539.3103 | 1241.3793 | 769.6552 | 496.5517 | 256.5517 | 256.5517 | 744.8276 | 1026.2069 | 1737.931 | 2308.9655 | 4358.4 | 15028.9655 | 0.72052
1352 | Electric heating | Electric Pre heating coil | PHC-9 | HRV |  | 4 |  |  |  |  | 5.361930294906170 | 0.75 | 0.87 | 0.758 | 3.4483 |  | 1 | All Day | 24.0 | 744 | 604.8 | 446.4 | 360 | 223.2 | 144 | 74.4 | 74.4 | 216 | 297.6 | 504 | 669.6 | 2565.5172 | 2085.5172 | 1539.3103 | 1241.3793 | 769.6552 | 496.5517 | 256.5517 | 256.5517 | 744.8276 | 1026.2069 | 1737.931 | 2308.9655 | 4358.4 | 15028.9655 | 0.72052
1353 | Electric heating | Electric Pre heating coil | PHC-10 | HRV |  | 4 |  |  |  |  | 5.361930294906170 | 0.75 | 0.87 | 0.758 | 3.4483 |  | 1 | All Day | 24.0 | 744 | 604.8 | 446.4 | 360 | 223.2 | 144 | 74.4 | 74.4 | 216 | 297.6 | 504 | 669.6 | 2565.5172 | 2085.5172 | 1539.3103 | 1241.3793 | 769.6552 | 496.5517 | 256.5517 | 256.5517 | 744.8276 | 1026.2069 | 1737.931 | 2308.9655 | 4358.4 | 15028.9655 | 0.72052
1354 | Electric heating | Electric Pre heating coil | PHC-11 | HRV |  | 4 |  |  |  |  | 5.361930294906170 | 0.75 | 0.87 | 0.758 | 3.4483 |  | 1 | All Day | 24.0 | 744 | 604.8 | 446.4 | 360 | 223.2 | 144 | 74.4 | 74.4 | 216 | 297.6 | 504 | 669.6 | 2565.5172 | 2085.5172 | 1539.3103 | 1241.3793 | 769.6552 | 496.5517 | 256.5517 | 256.5517 | 744.8276 | 1026.2069 | 1737.931 | 2308.9655 | 4358.4 | 15028.9655 | 0.72052
1355 | Electric heating | Electric Pre heating coil | PHC-12 | HRV |  | 4 |  |  |  |  | 5.361930294906170 | 0.75 | 0.87 | 0.758 | 3.4483 |  | 1 | All Day | 24.0 | 744 | 604.8 | 446.4 | 360 | 223.2 | 144 | 74.4 | 74.4 | 216 | 297.6 | 504 | 669.6 | 2565.5172 | 2085.5172 | 1539.3103 | 1241.3793 | 769.6552 | 496.5517 | 256.5517 | 256.5517 | 744.8276 | 1026.2069 | 1737.931 | 2308.9655 | 4358.4 | 15028.9655 | 0.72052
1356 | Electric heating | Electric Pre heating coil | PHC-15 | HRV |  | 4 |  |  |  |  | 5.361930294906170 | 0.75 | 0.87 | 0.758 | 3.4483 |  | 1 | All Day | 24.0 | 744 | 604.8 | 446.4 | 360 | 223.2 | 144 | 74.4 | 74.4 | 216 | 297.6 | 504 | 669.6 | 2565.5172 | 2085.5172 | 1539.3103 | 1241.3793 | 769.6552 | 496.5517 | 256.5517 | 256.5517 | 744.8276 | 1026.2069 | 1737.931 | 2308.9655 | 4358.4 | 15028.9655 | 0.72052
1357 | Electric heating | Electric Pre heating coil | PHC-16 | HRV |  | 4 |  |  |  |  | 5.361930294906170 | 0.75 | 0.87 | 0.758 | 3.4483 |  | 1 | All Day | 24.0 | 744 | 604.8 | 446.4 | 360 | 223.2 | 144 | 74.4 | 74.4 | 216 | 297.6 | 504 | 669.6 | 2565.5172 | 2085.5172 | 1539.3103 | 1241.3793 | 769.6552 | 496.5517 | 256.5517 | 256.5517 | 744.8276 | 1026.2069 | 1737.931 | 2308.9655 | 4358.4 | 15028.9655 | 0.72052
1358 | Electric heating | Electric Pre heating coil | PHC-17 | HRV |  | 4 |  |  |  |  | 5.361930294906170 | 0.75 | 0.87 | 0.758 | 3.4483 |  | 1 | All Day | 24.0 | 744 | 604.8 | 446.4 | 360 | 223.2 | 144 | 74.4 | 74.4 | 216 | 297.6 | 504 | 669.6 | 2565.5172 | 2085.5172 | 1539.3103 | 1241.3793 | 769.6552 | 496.5517 | 256.5517 | 256.5517 | 744.8276 | 1026.2069 | 1737.931 | 2308.9655 | 4358.4 | 15028.9655 | 0.72052
1359 | Electric heating | Electric Pre heating coil | PHC-18 | HRV |  | 4 |  |  |  |  | 5.361930294906170 | 0.75 | 0.87 | 0.758 | 3.4483 |  | 1 | All Day | 24.0 | 744 | 604.8 | 446.4 | 360 | 223.2 | 144 | 74.4 | 74.4 | 216 | 297.6 | 504 | 669.6 | 2565.5172 | 2085.5172 | 1539.3103 | 1241.3793 | 769.6552 | 496.5517 | 256.5517 | 256.5517 | 744.8276 | 1026.2069 | 1737.931 | 2308.9655 | 4358.4 | 15028.9655 | 0.72052
1360 | Electric heating | Electric Pre heating coil | PHC-19 | HRV |  | 4 |  |  |  |  | 5.361930294906170 | 0.75 | 0.87 | 0.758 | 3.4483 |  | 1 | All Day | 24.0 | 744 | 604.8 | 446.4 | 360 | 223.2 | 144 | 74.4 | 74.4 | 216 | 297.6 | 504 | 669.6 | 2565.5172 | 2085.5172 | 1539.3103 | 1241.3793 | 769.6552 | 496.5517 | 256.5517 | 256.5517 | 744.8276 | 1026.2069 | 1737.931 | 2308.9655 | 4358.4 | 15028.9655 | 0.72052
1361 | Electric heating | Electric Pre heating coil | PHC-20 | HRV |  | 4 |  |  |  |  | 5.361930294906170 | 0.75 | 0.87 | 0.758 | 3.4483 |  | 1 | All Day | 24.0 | 744 | 604.8 | 446.4 | 360 | 223.2 | 144 | 74.4 | 74.4 | 216 | 297.6 | 504 | 669.6 | 2565.5172 | 2085.5172 | 1539.3103 | 1241.3793 | 769.6552 | 496.5517 | 256.5517 | 256.5517 | 744.8276 | 1026.2069 | 1737.931 | 2308.9655 | 4358.4 | 15028.9655 | 0.72052
1362 | Electric heating | Electric Pre heating coil | PHC-21 | HRV |  | 4 |  |  |  |  | 5.361930294906170 | 0.75 | 0.87 | 0.758 | 3.4483 |  | 1 | All Day | 24.0 | 744 | 604.8 | 446.4 | 360 | 223.2 | 144 | 74.4 | 74.4 | 216 | 297.6 | 504 | 669.6 | 2565.5172 | 2085.5172 | 1539.3103 | 1241.3793 | 769.6552 | 496.5517 | 256.5517 | 256.5517 | 744.8276 | 1026.2069 | 1737.931 | 2308.9655 | 4358.4 | 15028.9655 | 0.72052
1363 | Electric heating | Electric Pre heating coil | PHC-22 | HRV |  | 4 |  |  |  |  | 5.361930294906170 | 0.75 | 0.87 | 0.758 | 3.4483 |  | 1 | All Day | 24.0 | 744 | 604.8 | 446.4 | 360 | 223.2 | 144 | 74.4 | 74.4 | 216 | 297.6 | 504 | 669.6 | 2565.5172 | 2085.5172 | 1539.3103 | 1241.3793 | 769.6552 | 496.5517 | 256.5517 | 256.5517 | 744.8276 | 1026.2069 | 1737.931 | 2308.9655 | 4358.4 | 15028.9655 | 0.72052
1364 | Heat pump | Compressor 1 | RTU-1 | Heat Pump |  |  | 3 | 15.5 | 230.0 |  | 8.277159690325800 | 0.75 | 0.8825 | 0.7645 | 3.5405 |  | 0.8 | RTU-1 | 18.0 | 312.48 | 282.24 | 133.92 | 86.4 | 0 | 129.6 | 44.64 | 44.64 | 86.4 | 312.48 | 432 | 446.4 | 1106.321 | 999.2576 | 474.1376 | 305.8952 | 0 | 458.8428 | 158.0459 | 158.0459 | 305.8952 | 1106.321 | 1529.476 | 1580.4585 | 2311.2 | 8182.6965 | 3.5781
1365 | Heat pump | Compressor 2 | RTU-1 | Heat Pump |  |  | 3 | 15.5 | 230.0 |  | 8.277159690325800 | 0.75 | 0.8825 | 0.7645 | 3.5405 |  | 0.8 | RTU-1 | 18.0 | 312.48 | 282.24 | 133.92 | 86.4 | 0 | 129.6 | 44.64 | 44.64 | 86.4 | 312.48 | 432 | 446.4 | 1106.321 | 999.2576 | 474.1376 | 305.8952 | 0 | 458.8428 | 158.0459 | 158.0459 | 305.8952 | 1106.321 | 1529.476 | 1580.4585 | 2311.2 | 8182.6965 | 3.5781
1366 | Heat pump | Compressor | RTU-2 | Heat Pump |  |  | 3 | 14.7 | 230.0 |  | 7.849951448244470 | 0.75 | 0.8825 | 0.7645 | 3.3577 |  | 0.8 | RTU-2 | 18.0 | 312.48 | 282.24 | 133.92 | 86.4 | 0 | 129.6 | 44.64 | 44.64 | 86.4 | 312.48 | 432 | 446.4 | 1049.2205 | 947.6831 | 449.6659 | 290.1071 | 0 | 435.1606 | 149.8886 | 149.8886 | 290.1071 | 1049.2205 | 1450.5353 | 1498.8865 | 2311.2 | 7760.3638 | 3.3934
1367 | Heat pump | Compressor 1 | RTU-0 | Heat Pump |  |  | 3 | 9 | 230.0 |  | 4.806092723414980 | 0.75 | 0.86 | 0.71525 | 1.9233 |  | 0.8 | RTU-0 | 18.0 | 312.48 | 282.24 | 133.92 | 86.4 | 0 | 129.6 | 44.64 | 44.64 | 86.4 | 312.48 | 432 | 446.4 | 600.997 | 542.836 | 257.5702 | 166.1743 | 0 | 249.2614 | 85.8567 | 85.8567 | 166.1743 | 600.997 | 830.8715 | 858.5672 | 2311.2 | 4445.1624 | 1.9438
1368 | Heat pump | Compressor 2 | RTU-0 | Heat Pump |  |  | 3 | 9 | 230.0 |  | 4.806092723414980 | 0.75 | 0.86 | 0.71525 | 1.9233 |  | 0.8 | RTU-0 | 18.0 | 312.48 | 282.24 | 133.92 | 86.4 | 0 | 129.6 | 44.64 | 44.64 | 86.4 | 312.48 | 432 | 446.4 | 600.997 | 542.836 | 257.5702 | 166.1743 | 0 | 249.2614 | 85.8567 | 85.8567 | 166.1743 | 600.997 | 830.8715 | 858.5672 | 2311.2 | 4445.1624 | 1.9438
1369 | Electric Humifiers | Elec. Humidifier | HU-1 | Elec Hum |  |  | 3 | 48.95 | 575.0 |  | 65.3495107808787 | 0.75 | 0.93063 | 0.82325 | 30.1005 |  | 0.6 | All Day | 24.0 | 401.76 | 403.2 | 401.76 | 259.2 | 133.92 | 43.2 | 22.32 | 22.32 | 108 | 245.52 | 345.6 | 446.4 | 12093.1897 | 12136.5345 | 12093.1897 | 7802.0579 | 4031.0632 | 1300.343 | 671.8439 | 671.8439 | 3250.8575 | 7390.2826 | 10402.7438 | 13436.8775 | 2833.2 | 85280.8272 | 1.6145
1370 | Electric Humifiers | Elec. Humidifier | HU-2 | Elec Hum |  |  | 3 | 48.95 | 575.0 |  | 65.3495107808787 | 0.75 | 0.93063 | 0.82325 | 30.1005 |  | 0.6 | All Day | 24.0 | 401.76 | 403.2 | 401.76 | 259.2 | 133.92 | 43.2 | 22.32 | 22.32 | 108 | 245.52 | 345.6 | 446.4 | 12093.1897 | 12136.5345 | 12093.1897 | 7802.0579 | 4031.0632 | 1300.343 | 671.8439 | 671.8439 | 3250.8575 | 7390.2826 | 10402.7438 | 13436.8775 | 2833.2 | 85280.8272 | 1.6145
1371 | Electric Humifiers | Elec. Humidifier | HU-3 | Elec Hum |  |  | 3 | 48.95 | 575.0 |  | 65.3495107808787 | 0.75 | 0.93063 | 0.82325 | 30.1005 |  | 0.6 | All Day | 24.0 | 401.76 | 403.2 | 401.76 | 259.2 | 133.92 | 43.2 | 22.32 | 22.32 | 108 | 245.52 | 345.6 | 446.4 | 12093.1897 | 12136.5345 | 12093.1897 | 7802.0579 | 4031.0632 | 1300.343 | 671.8439 | 671.8439 | 3250.8575 | 7390.2826 | 10402.7438 | 13436.8775 | 2833.2 | 85280.8272 | 1.6145
1372 | Electric Humifiers | Elec. Humidifier | HU-4 | Elec Hum |  |  | 3 | 68 | 575.0 |  | 90.78175144228300 | 0.75 | 0.935 | 0.828 | 42.0561 |  | 0.6 | All Day | 24.0 | 401.76 | 403.2 | 401.76 | 259.2 | 133.92 | 43.2 | 22.32 | 22.32 | 108 | 245.52 | 345.6 | 446.4 | 16896.4583 | 16957.0191 | 16896.4583 | 10900.9408 | 5632.1528 | 1816.8235 | 938.6921 | 938.6921 | 4542.0587 | 10325.6134 | 14534.5878 | 18773.8425 | 2833.2 | 119153.3393 | 2.2558
1373 | Electric Humifiers | Elec. Humidifier | HU-5 | Elec Hum |  |  | 3 | 68 | 575.0 |  | 90.78175144228300 | 0.75 | 0.935 | 0.828 | 42.0561 |  | 0.6 | All Day | 24.0 | 401.76 | 403.2 | 401.76 | 259.2 | 133.92 | 43.2 | 22.32 | 22.32 | 108 | 245.52 | 345.6 | 446.4 | 16896.4583 | 16957.0191 | 16896.4583 | 10900.9408 | 5632.1528 | 1816.8235 | 938.6921 | 938.6921 | 4542.0587 | 10325.6134 | 14534.5878 | 18773.8425 | 2833.2 | 119153.3393 | 2.2558
1374 | Electric Humifiers | Elec. Humidifier | HU-6 | Elec Hum |  |  | 3 | 97.9 | 575.0 |  | 130.6990215617570 | 0.75 | 0.94063 | 0.81625 | 59.6892 |  | 0.6 | All Day | 24.0 | 401.76 | 403.2 | 401.76 | 259.2 | 133.92 | 43.2 | 22.32 | 22.32 | 108 | 245.52 | 345.6 | 446.4 | 23980.7254 | 24066.6779 | 23980.7254 | 15471.4358 | 7993.5751 | 2578.5726 | 1332.2625 | 1332.2625 | 6446.4316 | 14654.8878 | 20628.581 | 26645.2505 | 2833.2 | 169111.3882 | 3.2016
1375 | Electric Humifiers | Elec. Humidifier | HU-7 | Elec Hum |  |  | 3 | 68 | 575.0 |  | 90.78175144228300 | 0.75 | 0.935 | 0.828 | 42.0561 |  | 0.6 | All Day | 24.0 | 401.76 | 403.2 | 401.76 | 259.2 | 133.92 | 43.2 | 22.32 | 22.32 | 108 | 245.52 | 345.6 | 446.4 | 16896.4583 | 16957.0191 | 16896.4583 | 10900.9408 | 5632.1528 | 1816.8235 | 938.6921 | 938.6921 | 4542.0587 | 10325.6134 | 14534.5878 | 18773.8425 | 2833.2 | 119153.3393 | 2.2558
1376 | Electric Humifiers | Elec. Humidifier | HU-8 | Elec Hum |  |  | 3 | 68 | 575.0 |  | 90.78175144228300 | 0.75 | 0.935 | 0.828 | 42.0561 |  | 0.6 | All Day | 24.0 | 401.76 | 403.2 | 401.76 | 259.2 | 133.92 | 43.2 | 22.32 | 22.32 | 108 | 245.52 | 345.6 | 446.4 | 16896.4583 | 16957.0191 | 16896.4583 | 10900.9408 | 5632.1528 | 1816.8235 | 938.6921 | 938.6921 | 4542.0587 | 10325.6134 | 14534.5878 | 18773.8425 | 2833.2 | 119153.3393 | 2.2558
1377 | Electric Humifiers | Elec. Humidifier | HU-9 | Elec Hum |  |  | 3 | 97.9 | 575.0 |  | 130.6990215617570 | 0.75 | 0.94063 | 0.81625 | 59.6892 |  | 0.6 | All Day | 24.0 | 401.76 | 403.2 | 401.76 | 259.2 | 133.92 | 43.2 | 22.32 | 22.32 | 108 | 245.52 | 345.6 | 446.4 | 23980.7254 | 24066.6779 | 23980.7254 | 15471.4358 | 7993.5751 | 2578.5726 | 1332.2625 | 1332.2625 | 6446.4316 | 14654.8878 | 20628.581 | 26645.2505 | 2833.2 | 169111.3882 | 3.2016
1378 | Electric heating |  |  | Heating 1 |  | 1.5 |  |  |  |  | 2.0107238605898100 | 0.75 | 0.845 | 0.702 | 1.3314 |  | 0.5 | All Day | 24.0 | 372 | 268.8 | 279 | 180 | 148.8 | 72 | 9.3 | 9.3 | 9 | 74.4 | 144 | 372 | 495.2663 | 357.8698 | 371.4497 | 239.645 | 198.1065 | 95.858 | 12.3817 | 12.3817 | 11.9822 | 99.0533 | 191.716 | 495.2663 | 1938.6 | 2580.9763 | 13.1877
1379 | AC System | Compressor | Fujitsu | Cooling |  |  | 1 |  | 208.0 | 6.2 | 1.7286863270777500 | 0.75 | 0.75 | 0.79 | 1.0188 |  | 0.15 | Ventilation | 15.5 | 0 | 0 | 0 | 34.875 | 50.4525 | 55.8 | 72.075 | 64.8675 | 34.875 | 28.83 | 0 | 0 | 0 | 0 | 0 | 35.5301 | 51.4002 | 56.8481 | 73.4289 | 66.086 | 35.5301 | 29.3715 | 0 | 0 | 341.775 | 348.1949 | 0.41084
1380 | AC System | Fan | Fujitsu | Cooling |  |  | 1 |  | 208.0 | 0.1 | 0.027882037533512100 | 0.75 | 0.75 | 0.67 | 0.013936 |  | 0.15 | Ventilation | 15.5 | 0 | 0 | 0 | 34.875 | 50.4525 | 55.8 | 72.075 | 64.8675 | 34.875 | 28.83 | 0 | 0 | 0 | 0 | 0 | 0.48602 | 0.70311 | 0.77763 | 1.0044 | 0.90399 | 0.48602 | 0.40177 | 0 | 0 | 341.775 | 4.763 | 0.00562
1381 | AC System | Compressor | RTU-1 | Cooling |  |  | 3 |  | 208.0 | 14.6 | 7.050793421481460 | 0.75 | 0.87 | 0.758 | 3.987 |  | 0.15 | Ventilation | 15.5 | 0 | 0 | 0 | 34.875 | 50.4525 | 55.8 | 72.075 | 64.8675 | 34.875 | 28.83 | 0 | 0 | 0 | 0 | 0 | 139.0466 | 201.154 | 222.4745 | 287.3629 | 258.6266 | 139.0466 | 114.9452 | 0 | 0 | 341.775 | 1362.6563 | 1.6078
1382 | AC System | Fan | RTU-1 | Cooling |  | 0.4 |  |  |  |  | 0.5361930294906170 | 0.75 | 0.75 | 0.7 | 0.4 |  | 0.15 | Ventilation | 15.5 | 0 | 0 | 0 | 34.875 | 50.4525 | 55.8 | 72.075 | 64.8675 | 34.875 | 28.83 | 0 | 0 | 0 | 0 | 0 | 13.95 | 20.181 | 22.32 | 28.83 | 25.947 | 13.95 | 11.532 | 0 | 0 | 341.775 | 136.71 | 0.16131
1383 | AC System | Compressor | RTU-2 | Cooling |  |  | 3 |  | 208.0 | 11.5 | 5.553707147057310 | 0.75 | 0.87 | 0.758 | 3.1404 |  | 0.15 | Ventilation | 15.5 | 0 | 0 | 0 | 34.875 | 50.4525 | 55.8 | 72.075 | 64.8675 | 34.875 | 28.83 | 0 | 0 | 0 | 0 | 0 | 109.523 | 158.4432 | 175.2368 | 226.3475 | 203.7127 | 109.523 | 90.539 | 0 | 0 | 341.775 | 1073.3251 | 1.2664
1384 | AC System | Fan | RTU-2 | Cooling |  | 0.2 |  |  |  |  | 0.2680965147453080 | 0.75 | 0.75 | 0.7 | 0.2 |  | 0.15 | Ventilation | 15.5 | 0 | 0 | 0 | 34.875 | 50.4525 | 55.8 | 72.075 | 64.8675 | 34.875 | 28.83 | 0 | 0 | 0 | 0 | 0 | 6.975 | 10.0905 | 11.16 | 14.415 | 12.9735 | 6.975 | 5.766 | 0 | 0 | 341.775 | 68.355 | 0.080654
1385 | AC System | Compressor | RTU-3 | Cooling |  |  | 3 |  | 208.0 | 17.6 | 8.499586590279020 | 0.75 | 0.8825 | 0.7645 | 4.8475 |  | 0.15 | Ventilation | 15.5 | 0 | 0 | 0 | 34.875 | 50.4525 | 55.8 | 72.075 | 64.8675 | 34.875 | 28.83 | 0 | 0 | 0 | 0 | 0 | 169.0551 | 244.5664 | 270.4882 | 349.3806 | 314.4425 | 169.0551 | 139.7522 | 0 | 0 | 341.775 | 1656.7402 | 1.9548
1386 | AC System | Fan | RTU-3 | Cooling |  | 0.4 |  |  |  |  | 0.5361930294906170 | 0.75 | 0.75 | 0.7 | 0.4 |  | 0.15 | Ventilation | 15.5 | 0 | 0 | 0 | 34.875 | 50.4525 | 55.8 | 72.075 | 64.8675 | 34.875 | 28.83 | 0 | 0 | 0 | 0 | 0 | 13.95 | 20.181 | 22.32 | 28.83 | 25.947 | 13.95 | 11.532 | 0 | 0 | 341.775 | 136.71 | 0.16131
1387 | AC System | Compressor | RTU-4 | Cooling |  |  | 3 |  | 208.0 | 14.6 | 7.050793421481460 | 0.75 | 0.87 | 0.758 | 3.987 |  | 0.15 | Ventilation | 15.5 | 0 | 0 | 0 | 34.875 | 50.4525 | 55.8 | 72.075 | 64.8675 | 34.875 | 28.83 | 0 | 0 | 0 | 0 | 0 | 139.0466 | 201.154 | 222.4745 | 287.3629 | 258.6266 | 139.0466 | 114.9452 | 0 | 0 | 341.775 | 1362.6563 | 1.6078
1388 | AC System | Fan | RTU-4 | Cooling |  | 0.4 |  |  |  |  | 0.5361930294906170 | 0.75 | 0.75 | 0.7 | 0.4 |  | 0.15 | Ventilation | 15.5 | 0 | 0 | 0 | 34.875 | 50.4525 | 55.8 | 72.075 | 64.8675 | 34.875 | 28.83 | 0 | 0 | 0 | 0 | 0 | 13.95 | 20.181 | 22.32 | 28.83 | 25.947 | 13.95 | 11.532 | 0 | 0 | 341.775 | 136.71 | 0.16131
1389 | AC System | Compressor | RTU-5 | Cooling |  |  | 3 |  | 208.0 | 17.6 | 8.499586590279020 | 0.75 | 0.8825 | 0.7645 | 4.8475 |  | 0.15 | Ventilation | 15.5 | 0 | 0 | 0 | 34.875 | 50.4525 | 55.8 | 72.075 | 64.8675 | 34.875 | 28.83 | 0 | 0 | 0 | 0 | 0 | 169.0551 | 244.5664 | 270.4882 | 349.3806 | 314.4425 | 169.0551 | 139.7522 | 0 | 0 | 341.775 | 1656.7402 | 1.9548
1390 | AC System | Fan | RTU-5 | Cooling |  | 0.4 |  |  |  |  | 0.5361930294906170 | 0.75 | 0.75 | 0.7 | 0.4 |  | 0.15 | Ventilation | 15.5 | 0 | 0 | 0 | 34.875 | 50.4525 | 55.8 | 72.075 | 64.8675 | 34.875 | 28.83 | 0 | 0 | 0 | 0 | 0 | 13.95 | 20.181 | 22.32 | 28.83 | 25.947 | 13.95 | 11.532 | 0 | 0 | 341.775 | 136.71 | 0.16131
1391 | AC System | AC Unit |  | Cooling |  | 3 |  |  |  |  | 4.021447721179630 | 0.75 | 0.86 | 0.71525 | 2.6163 |  | 0.15 | Ventilation | 15.5 | 0 | 0 | 0 | 34.875 | 50.4525 | 55.8 | 72.075 | 64.8675 | 34.875 | 28.83 | 0 | 0 | 0 | 0 | 0 | 91.2427 | 131.9978 | 145.9884 | 188.5683 | 169.7115 | 91.2427 | 75.4273 | 0 | 0 | 341.775 | 894.1788 | 1.0551
1392 | Electric heating | Electric Heater | AC-2 | Heating |  | 3 |  |  |  |  | 4.021447721179630 | 0.75 | 0.86 | 0.71525 | 2.6163 |  | 0.25 |  | 24.0 | 148.8 | 134.4 | 111.6 | 0 | 0 | 0 | 0 | 0 | 72 | 93 | 162 | 186 | 389.3023 | 351.6279 | 291.9767 | 0 | 0 | 0 | 0 | 0 | 188.3721 | 243.314 | 423.8372 | 486.6279 | 907.8 | 2375.0581 | 0.79216
1393 | Pump | Booster Pump |  | Pool Pump |  | 0.626 |  |  |  |  | 0.839142091152815 | 0.75 | 0.75 | 0.511 | 0.626 |  | 1 | All Day | 24.0 | 0 | 0 | 0 | 0 | 223.2 | 720 | 669.6 | 446.4 | 36 | 0 | 0 | 0 | 0 | 0 | 0 | 0 | 139.7232 | 450.72 | 419.1696 | 279.4464 | 22.536 | 0 | 0 | 0 | 2095.2 | 1311.5952 | 2.0448
1394 | Ventilation | Eng-Air - Hot Water Fan Coil Blower Fan | UH-3 | Heating |  | 0.038 |  |  |  |  | 0.05093833780160860 | 0.75 | 0.75 | 0.7 | 0.038 |  | 1 |  | 24.0 | 595.2 | 537.6 | 446.4 | 0 | 0 | 0 | 0 | 0 | 288 | 372 | 648 | 744 | 22.6176 | 20.4288 | 16.9632 | 0 | 0 | 0 | 0 | 0 | 10.944 | 14.136 | 24.624 | 28.272 | 3631.2 | 137.9856 | 0.046023
1395 | Ventilation | Eng-Air - Hot Water Fan Coil Blower Fan | UH-4 | Heating |  | 0.188 |  |  |  |  | 0.2520107238605900 | 0.75 | 0.75 | 0.7 | 0.188 |  | 1 |  | 24.0 | 595.2 | 537.6 | 446.4 | 0 | 0 | 0 | 0 | 0 | 288 | 372 | 648 | 744 | 111.8976 | 101.0688 | 83.9232 | 0 | 0 | 0 | 0 | 0 | 54.144 | 69.936 | 121.824 | 139.872 | 3631.2 | 682.6656 | 0.22769
1396 | Ventilation | Forced Flow Heater | FF-1 | Heating |  | 0.116 |  |  |  |  | 0.15549597855227900 | 0.75 | 0.75 | 0.7 | 0.116 |  | 1 |  | 24.0 | 595.2 | 537.6 | 446.4 | 0 | 0 | 0 | 0 | 0 | 288 | 372 | 648 | 744 | 69.0432 | 62.3616 | 51.7824 | 0 | 0 | 0 | 0 | 0 | 33.408 | 43.152 | 75.168 | 86.304 | 3631.2 | 421.2192 | 0.14049
1397 | Ventilation | Forced Flow Heater | FF-2 | Heating |  | 0.189 |  |  |  |  | 0.25335120643431600 | 0.75 | 0.75 | 0.7 | 0.189 |  | 1 |  | 24.0 | 595.2 | 537.6 | 446.4 | 0 | 0 | 0 | 0 | 0 | 288 | 372 | 648 | 744 | 112.4928 | 101.6064 | 84.3696 | 0 | 0 | 0 | 0 | 0 | 54.432 | 70.308 | 122.472 | 140.616 | 3631.2 | 686.2968 | 0.2289
1398 | Ventilation | Forced Flow Heater | FF-3 | Heating |  | 0.116 |  |  |  |  | 0.15549597855227900 | 0.75 | 0.75 | 0.7 | 0.116 |  | 1 |  | 24.0 | 595.2 | 537.6 | 446.4 | 0 | 0 | 0 | 0 | 0 | 288 | 372 | 648 | 744 | 69.0432 | 62.3616 | 51.7824 | 0 | 0 | 0 | 0 | 0 | 33.408 | 43.152 | 75.168 | 86.304 | 3631.2 | 421.2192 | 0.14049
1399 | Ventilation | Forced Flow Heater | FF-4 | Heating |  | 0.116 |  |  |  |  | 0.15549597855227900 | 0.75 | 0.75 | 0.7 | 0.116 |  | 1 |  | 24.0 | 595.2 | 537.6 | 446.4 | 0 | 0 | 0 | 0 | 0 | 288 | 372 | 648 | 744 | 69.0432 | 62.3616 | 51.7824 | 0 | 0 | 0 | 0 | 0 | 33.408 | 43.152 | 75.168 | 86.304 | 3631.2 | 421.2192 | 0.14049
1400 | AC system | Compressor |  | CH-1 |  |  | 3 | 88 | 575.0 |  | 117.4822665723660 | 0.75 | 0.9375 | 0.82325 | 54.1133 |  | 0.1 | All Day | 24.0 | 0 | 0 | 0 | 0 | 0 | 0 | 0 | 74.4 | 64.8 | 0 | 0 | 0 | 0 | 0 | 0 | 0 | 0 | 0 | 0 | 4026.0307 | 3506.5429 | 0 | 0 | 0 | 139.2 | 7532.5736 | 0.29892
1401 | AC system | Compressor |  | CH-1 |  |  | 3 | 88 | 575.0 |  | 117.4822665723660 | 0.75 | 0.9375 | 0.82325 | 54.1133 |  | 0.1 | All Day | 24.0 | 0 | 0 | 0 | 0 | 0 | 0 | 0 | 74.4 | 64.8 | 0 | 0 | 0 | 0 | 0 | 0 | 0 | 0 | 0 | 0 | 4026.0307 | 3506.5429 | 0 | 0 | 0 | 139.2 | 7532.5736 | 0.29892
1402 | AC system | Compressor |  | CH-1 |  |  | 3 | 88 | 575.0 |  | 117.4822665723660 | 0.75 | 0.9375 | 0.82325 | 54.1133 |  | 0.1 | All Day | 24.0 | 0 | 0 | 0 | 0 | 0 | 0 | 0 | 74.4 | 64.8 | 0 | 0 | 0 | 0 | 0 | 0 | 0 | 0 | 0 | 0 | 4026.0307 | 3506.5429 | 0 | 0 | 0 | 139.2 | 7532.5736 | 0.29892
1403 | AC system | Chiller | CH-1 | Cooling 1 |  |  | 3 | 116 | 600.0 |  | 161.5961611351120 | 0.75 | 0.9435 | 0.82175 | 74.2969 |  | 0.25 | All Day | 24.0 | 0 | 0 | 0 | 36 | 74.4 | 72 | 167.4 | 186 | 180 | 93 | 36 | 0 | 0 | 0 | 0 | 2674.6893 | 5527.6913 | 5349.3786 | 12437.3053 | 13819.2282 | 13373.4466 | 6909.6141 | 2674.6893 | 0 | 844.8 | 62766.0428 | 4.8655
1404 | AC system | Chiller | CH-2 | Cooling 1 |  |  | 3 | 142 | 600.0 |  | 197.81599035505100 | 0.75 | 0.94588 | 0.82175 | 90.9497 |  | 0.25 | All Day | 24.0 | 0 | 0 | 0 | 36 | 74.4 | 72 | 167.4 | 186 | 180 | 93 | 36 | 0 | 0 | 0 | 0 | 3274.1887 | 6766.6565 | 6548.3773 | 15224.9772 | 16916.6414 | 16370.9433 | 8458.3207 | 3274.1887 | 0 | 844.8 | 76834.2937 | 5.9561
1405 | Heat pump | Heat Pump Compressor |  | Heat Pump |  |  | 1 | 12 | 208.0 |  | 3.3458445040214500 | 1 | 0.75 | 0.845 | 4.2182 |  | 1 |  | 9.0 | 251.1 | 201.6 | 139.5 | 81 | 167.4 | 189 | 279 | 279 | 189 | 139.5 | 189 | 251.1 | 1059.2001 | 850.3972 | 588.4445 | 341.6774 | 706.1334 | 797.2474 | 1176.889 | 1176.889 | 797.2474 | 588.4445 | 797.2474 | 1059.2001 | 2356.2 | 9939.0171 | 2.0667
1406 | Heat pump | Heat Pump Blower |  | Heat Pump |  |  | 1 | 1.7 | 208.0 |  | 0.47399463806970500 | 1 | 0.75 | 0.67 | 0.47382 |  | 1 |  | 9.0 | 251.1 | 201.6 | 139.5 | 81 | 167.4 | 189 | 279 | 279 | 189 | 139.5 | 189 | 251.1 | 118.9772 | 95.5229 | 66.0984 | 38.3797 | 79.3181 | 89.5527 | 132.1969 | 132.1969 | 89.5527 | 66.0984 | 89.5527 | 118.9772 | 2356.2 | 1116.4241 | 0.23215
1407 | Heat pump | Heat Pump Compressor |  | Heat Pump |  |  | 1 | 12 | 208.0 |  | 3.3458445040214500 | 1 | 0.75 | 0.845 | 16.873 |  | 1 |  | 9.0 | 251.1 | 201.6 | 139.5 | 81 | 167.4 | 189 | 279 | 279 | 189 | 139.5 | 189 | 251.1 | 4236.8003 | 3401.5887 | 2353.7779 | 1366.7098 | 2824.5335 | 3188.9894 | 4707.5558 | 4707.5558 | 3188.9894 | 2353.7779 | 3188.9894 | 4236.8003 | 2356.2 | 39756.0684 | 8.2668
1408 | Heat pump | Heat Pump Blower |  | Heat Pump |  |  | 1 | 1.7 | 208.0 |  | 0.47399463806970500 | 1 | 0.75 | 0.67 | 1.8953 |  | 1 |  | 9.0 | 251.1 | 201.6 | 139.5 | 81 | 167.4 | 189 | 279 | 279 | 189 | 139.5 | 189 | 251.1 | 475.9088 | 382.0917 | 264.3938 | 153.519 | 317.2726 | 358.2109 | 528.7876 | 528.7876 | 358.2109 | 264.3938 | 358.2109 | 475.9088 | 2356.2 | 4465.6964 | 0.92859
1409 | Heat pump | Heat Pump Compressor |  | Heat Pump |  |  | 1 | 12 | 208.0 |  | 3.3458445040214500 | 1 | 0.75 | 0.845 | 21.0912 |  | 1 |  | 9.0 | 251.1 | 201.6 | 139.5 | 81 | 167.4 | 189 | 279 | 279 | 189 | 139.5 | 189 | 251.1 | 5296.0003 | 4251.9859 | 2942.2224 | 1708.3872 | 3530.6669 | 3986.2368 | 5884.4448 | 5884.4448 | 3986.2368 | 2942.2224 | 3986.2368 | 5296.0003 | 2356.2 | 49695.0854 | 10.3335
1410 | Heat pump | Heat Pump Blower |  | Heat Pump |  |  | 1 | 1.7 | 208.0 |  | 0.47399463806970500 | 1 | 0.75 | 0.67 | 2.3691 |  | 1 |  | 9.0 | 251.1 | 201.6 | 139.5 | 81 | 167.4 | 189 | 279 | 279 | 189 | 139.5 | 189 | 251.1 | 594.886 | 477.6146 | 330.4922 | 191.8987 | 396.5907 | 447.7637 | 660.9845 | 660.9845 | 447.7637 | 330.4922 | 447.7637 | 594.886 | 2356.2 | 5582.1205 | 1.1607
1411 | Heat pump | Heat Pump Compressor |  | Heat Pump |  |  | 1 | 12 | 208.0 |  | 3.3458445040214500 | 1 | 0.75 | 0.845 | 23.2003 |  | 1 |  | 9.0 | 251.1 | 201.6 | 139.5 | 81 | 167.4 | 189 | 279 | 279 | 189 | 139.5 | 189 | 251.1 | 5825.6004 | 4677.1845 | 3236.4446 | 1879.2259 | 3883.7336 | 4384.8605 | 6472.8893 | 6472.8893 | 4384.8605 | 3236.4446 | 4384.8605 | 5825.6004 | 2356.2 | 54664.594 | 11.3669
1412 | Heat pump | Heat Pump Blower |  | Heat Pump |  |  | 1 | 1.7 | 208.0 |  | 0.47399463806970500 | 1 | 0.75 | 0.67 | 2.606 |  | 1 |  | 9.0 | 251.1 | 201.6 | 139.5 | 81 | 167.4 | 189 | 279 | 279 | 189 | 139.5 | 189 | 251.1 | 654.3746 | 525.3761 | 363.5415 | 211.0886 | 436.2498 | 492.54 | 727.0829 | 727.0829 | 492.54 | 363.5415 | 492.54 | 654.3746 | 2356.2 | 6140.3326 | 1.2768
1413 | Heat pump | Heat Pump Compressor |  | Heat Pump |  |  | 1 | 12 | 208.0 |  | 3.3458445040214500 | 1 | 0.75 | 0.845 | 27.4186 |  | 1 |  | 9.0 | 251.1 | 201.6 | 139.5 | 81 | 167.4 | 189 | 279 | 279 | 189 | 139.5 | 189 | 251.1 | 6884.8004 | 5527.5817 | 3824.8891 | 2220.9034 | 4589.8669 | 5182.1078 | 7649.7782 | 7649.7782 | 5182.1078 | 3824.8891 | 5182.1078 | 6884.8004 | 2356.2 | 64603.6111 | 13.4336
1414 | Heat pump | Heat Pump Blower |  | Heat Pump |  |  | 1 | 1.7 | 208.0 |  | 0.47399463806970500 | 1 | 0.75 | 0.67 | 3.0799 |  | 1 |  | 9.0 | 251.1 | 201.6 | 139.5 | 81 | 167.4 | 189 | 279 | 279 | 189 | 139.5 | 189 | 251.1 | 773.3518 | 620.899 | 429.6399 | 249.4683 | 515.5679 | 582.0928 | 859.2798 | 859.2798 | 582.0928 | 429.6399 | 582.0928 | 773.3518 | 2356.2 | 7256.7567 | 1.509
1415 | Heat pump | Heat Pump Compressor |  | Heat Pump |  |  | 1 | 12 | 208.0 |  | 3.3458445040214500 | 1 | 0.75 | 0.845 | 33.7459 |  | 1 |  | 9.0 | 251.1 | 201.6 | 139.5 | 81 | 167.4 | 189 | 279 | 279 | 189 | 139.5 | 189 | 251.1 | 8473.6005 | 6803.1775 | 4707.5558 | 2733.4195 | 5649.067 | 6377.9789 | 9415.1117 | 9415.1117 | 6377.9789 | 4707.5558 | 6377.9789 | 8473.6005 | 2356.2 | 79512.1367 | 16.5336
1416 | Heat pump | Heat Pump Blower |  | Heat Pump |  |  | 1 | 1.7 | 208.0 |  | 0.47399463806970500 | 1 | 0.75 | 0.67 | 3.7906 |  | 1 |  | 9.0 | 251.1 | 201.6 | 139.5 | 81 | 167.4 | 189 | 279 | 279 | 189 | 139.5 | 189 | 251.1 | 951.8177 | 764.1833 | 528.7876 | 307.038 | 634.5451 | 716.4219 | 1057.5752 | 1057.5752 | 716.4219 | 528.7876 | 716.4219 | 951.8177 | 2356.2 | 8931.3929 | 1.8572
1417 | Heat pump | Heat Pump Compressor |  | Heat Pump |  |  | 1 | 12 | 208.0 |  | 3.3458445040214500 | 1 | 0.75 | 0.845 | 25.3094 |  | 1 |  | 9.0 | 251.1 | 201.6 | 139.5 | 81 | 167.4 | 189 | 279 | 279 | 189 | 139.5 | 189 | 251.1 | 6355.2004 | 5102.3831 | 3530.6669 | 2050.0646 | 4236.8003 | 4783.4842 | 7061.3338 | 7061.3338 | 4783.4842 | 3530.6669 | 4783.4842 | 6355.2004 | 2356.2 | 59634.1025 | 12.4002
1418 | Heat pump | Heat Pump Blower |  | Heat Pump |  |  | 1 | 1.7 | 208.0 |  | 0.47399463806970500 | 1 | 0.75 | 0.67 | 2.8429 |  | 1 |  | 9.0 | 251.1 | 201.6 | 139.5 | 81 | 167.4 | 189 | 279 | 279 | 189 | 139.5 | 189 | 251.1 | 713.8632 | 573.1375 | 396.5907 | 230.2785 | 475.9088 | 537.3164 | 793.1814 | 793.1814 | 537.3164 | 396.5907 | 537.3164 | 713.8632 | 2356.2 | 6698.5447 | 1.3929
1419 | Heat pump | Heat Pump Compressor |  | Heat Pump |  |  | 1 | 12 | 208.0 |  | 3.3458445040214500 | 1 | 0.75 | 0.845 | 31.6368 |  | 1 |  | 9.0 | 251.1 | 201.6 | 139.5 | 81 | 167.4 | 189 | 279 | 279 | 189 | 139.5 | 189 | 251.1 | 7944.0005 | 6377.9789 | 4413.3336 | 2562.5808 | 5296.0003 | 5979.3552 | 8826.6672 | 8826.6672 | 5979.3552 | 4413.3336 | 5979.3552 | 7944.0005 | 2356.2 | 74542.6282 | 15.5003
1420 | Heat pump | Heat Pump Blower |  | Heat Pump |  |  | 1 | 1.7 | 208.0 |  | 0.47399463806970500 | 1 | 0.75 | 0.67 | 3.5537 |  | 1 |  | 9.0 | 251.1 | 201.6 | 139.5 | 81 | 167.4 | 189 | 279 | 279 | 189 | 139.5 | 189 | 251.1 | 892.329 | 716.4219 | 495.7384 | 287.8481 | 594.886 | 671.6455 | 991.4767 | 991.4767 | 671.6455 | 495.7384 | 671.6455 | 892.329 | 2356.2 | 8373.1808 | 1.7411
1421 | Heat pump | Heat Pump Compressor |  | Heat Pump |  |  | 1 | 12 | 208.0 |  | 3.3458445040214500 | 1 | 0.75 | 0.845 | 4.2182 |  | 1 |  | 9.0 | 251.1 | 201.6 | 139.5 | 81 | 167.4 | 189 | 279 | 279 | 189 | 139.5 | 189 | 251.1 | 1059.2001 | 850.3972 | 588.4445 | 341.6774 | 706.1334 | 797.2474 | 1176.889 | 1176.889 | 797.2474 | 588.4445 | 797.2474 | 1059.2001 | 2356.2 | 9939.0171 | 2.0667
1422 | Heat pump | Heat Pump Blower |  | Heat Pump |  |  | 1 | 1.7 | 208.0 |  | 0.47399463806970500 | 1 | 0.75 | 0.67 | 0.47382 |  | 1 |  | 9.0 | 251.1 | 201.6 | 139.5 | 81 | 167.4 | 189 | 279 | 279 | 189 | 139.5 | 189 | 251.1 | 118.9772 | 95.5229 | 66.0984 | 38.3797 | 79.3181 | 89.5527 | 132.1969 | 132.1969 | 89.5527 | 66.0984 | 89.5527 | 118.9772 | 2356.2 | 1116.4241 | 0.23215
1423 | Heat pump | Heat Pump Compressor |  | Heat Pump |  |  | 1 | 12 | 208.0 |  | 3.3458445040214500 | 1 | 0.75 | 0.845 | 16.873 |  | 1 |  | 9.0 | 251.1 | 201.6 | 139.5 | 81 | 167.4 | 189 | 279 | 279 | 189 | 139.5 | 189 | 251.1 | 4236.8003 | 3401.5887 | 2353.7779 | 1366.7098 | 2824.5335 | 3188.9894 | 4707.5558 | 4707.5558 | 3188.9894 | 2353.7779 | 3188.9894 | 4236.8003 | 2356.2 | 39756.0684 | 8.2668
1424 | Heat pump | Heat Pump Blower |  | Heat Pump |  |  | 1 | 1.7 | 208.0 |  | 0.47399463806970500 | 1 | 0.75 | 0.67 | 1.8953 |  | 1 |  | 9.0 | 251.1 | 201.6 | 139.5 | 81 | 167.4 | 189 | 279 | 279 | 189 | 139.5 | 189 | 251.1 | 475.9088 | 382.0917 | 264.3938 | 153.519 | 317.2726 | 358.2109 | 528.7876 | 528.7876 | 358.2109 | 264.3938 | 358.2109 | 475.9088 | 2356.2 | 4465.6964 | 0.92859
1425 | Heat pump | Heat Pump Compressor |  | Heat Pump |  |  | 1 | 12 | 208.0 |  | 3.3458445040214500 | 1 | 0.75 | 0.845 | 21.0912 |  | 1 |  | 9.0 | 251.1 | 201.6 | 139.5 | 81 | 167.4 | 189 | 279 | 279 | 189 | 139.5 | 189 | 251.1 | 5296.0003 | 4251.9859 | 2942.2224 | 1708.3872 | 3530.6669 | 3986.2368 | 5884.4448 | 5884.4448 | 3986.2368 | 2942.2224 | 3986.2368 | 5296.0003 | 2356.2 | 49695.0854 | 10.3335
1426 | Heat pump | Heat Pump Blower |  | Heat Pump |  |  | 1 | 1.7 | 208.0 |  | 0.47399463806970500 | 1 | 0.75 | 0.67 | 2.3691 |  | 1 |  | 9.0 | 251.1 | 201.6 | 139.5 | 81 | 167.4 | 189 | 279 | 279 | 189 | 139.5 | 189 | 251.1 | 594.886 | 477.6146 | 330.4922 | 191.8987 | 396.5907 | 447.7637 | 660.9845 | 660.9845 | 447.7637 | 330.4922 | 447.7637 | 594.886 | 2356.2 | 5582.1205 | 1.1607
1427 | Heat pump | Heat Pump Compressor |  | Heat Pump |  |  | 1 | 12 | 208.0 |  | 3.3458445040214500 | 1 | 0.75 | 0.845 | 23.2003 |  | 1 |  | 9.0 | 251.1 | 201.6 | 139.5 | 81 | 167.4 | 189 | 279 | 279 | 189 | 139.5 | 189 | 251.1 | 5825.6004 | 4677.1845 | 3236.4446 | 1879.2259 | 3883.7336 | 4384.8605 | 6472.8893 | 6472.8893 | 4384.8605 | 3236.4446 | 4384.8605 | 5825.6004 | 2356.2 | 54664.594 | 11.3669
1428 | Heat pump | Heat Pump Blower |  | Heat Pump |  |  | 1 | 1.7 | 208.0 |  | 0.47399463806970500 | 1 | 0.75 | 0.67 | 2.606 |  | 1 |  | 9.0 | 251.1 | 201.6 | 139.5 | 81 | 167.4 | 189 | 279 | 279 | 189 | 139.5 | 189 | 251.1 | 654.3746 | 525.3761 | 363.5415 | 211.0886 | 436.2498 | 492.54 | 727.0829 | 727.0829 | 492.54 | 363.5415 | 492.54 | 654.3746 | 2356.2 | 6140.3326 | 1.2768
1429 | Heat pump | Heat Pump Compressor |  | Heat Pump |  |  | 1 | 12 | 208.0 |  | 3.3458445040214500 | 1 | 0.75 | 0.845 | 27.4186 |  | 1 |  | 9.0 | 251.1 | 201.6 | 139.5 | 81 | 167.4 | 189 | 279 | 279 | 189 | 139.5 | 189 | 251.1 | 6884.8004 | 5527.5817 | 3824.8891 | 2220.9034 | 4589.8669 | 5182.1078 | 7649.7782 | 7649.7782 | 5182.1078 | 3824.8891 | 5182.1078 | 6884.8004 | 2356.2 | 64603.6111 | 13.4336
1430 | Heat pump | Heat Pump Blower |  | Heat Pump |  |  | 1 | 1.7 | 208.0 |  | 0.47399463806970500 | 1 | 0.75 | 0.67 | 3.0799 |  | 1 |  | 9.0 | 251.1 | 201.6 | 139.5 | 81 | 167.4 | 189 | 279 | 279 | 189 | 139.5 | 189 | 251.1 | 773.3518 | 620.899 | 429.6399 | 249.4683 | 515.5679 | 582.0928 | 859.2798 | 859.2798 | 582.0928 | 429.6399 | 582.0928 | 773.3518 | 2356.2 | 7256.7567 | 1.509
1431 | Heat pump | Heat Pump Compressor |  | Heat Pump |  |  | 1 | 12 | 208.0 |  | 3.3458445040214500 | 1 | 0.75 | 0.845 | 33.7459 |  | 1 |  | 9.0 | 251.1 | 201.6 | 139.5 | 81 | 167.4 | 189 | 279 | 279 | 189 | 139.5 | 189 | 251.1 | 8473.6005 | 6803.1775 | 4707.5558 | 2733.4195 | 5649.067 | 6377.9789 | 9415.1117 | 9415.1117 | 6377.9789 | 4707.5558 | 6377.9789 | 8473.6005 | 2356.2 | 79512.1367 | 16.5336
1432 | Heat pump | Heat Pump Blower |  | Heat Pump |  |  | 1 | 1.7 | 208.0 |  | 0.47399463806970500 | 1 | 0.75 | 0.67 | 3.7906 |  | 1 |  | 9.0 | 251.1 | 201.6 | 139.5 | 81 | 167.4 | 189 | 279 | 279 | 189 | 139.5 | 189 | 251.1 | 951.8177 | 764.1833 | 528.7876 | 307.038 | 634.5451 | 716.4219 | 1057.5752 | 1057.5752 | 716.4219 | 528.7876 | 716.4219 | 951.8177 | 2356.2 | 8931.3929 | 1.8572
1433 | Heat pump | Heat Pump Compressor |  | Heat Pump |  |  | 1 | 12 | 208.0 |  | 3.3458445040214500 | 1 | 0.75 | 0.845 | 25.3094 |  | 1 |  | 9.0 | 251.1 | 201.6 | 139.5 | 81 | 167.4 | 189 | 279 | 279 | 189 | 139.5 | 189 | 251.1 | 6355.2004 | 5102.3831 | 3530.6669 | 2050.0646 | 4236.8003 | 4783.4842 | 7061.3338 | 7061.3338 | 4783.4842 | 3530.6669 | 4783.4842 | 6355.2004 | 2356.2 | 59634.1025 | 12.4002
1434 | Heat pump | Heat Pump Blower |  | Heat Pump |  |  | 1 | 1.7 | 208.0 |  | 0.47399463806970500 | 1 | 0.75 | 0.67 | 2.8429 |  | 1 |  | 9.0 | 251.1 | 201.6 | 139.5 | 81 | 167.4 | 189 | 279 | 279 | 189 | 139.5 | 189 | 251.1 | 713.8632 | 573.1375 | 396.5907 | 230.2785 | 475.9088 | 537.3164 | 793.1814 | 793.1814 | 537.3164 | 396.5907 | 537.3164 | 713.8632 | 2356.2 | 6698.5447 | 1.3929
1435 | Heat pump | Heat Pump Compressor |  | Heat Pump |  |  | 1 | 12 | 208.0 |  | 3.3458445040214500 | 1 | 0.75 | 0.845 | 31.6368 |  | 1 |  | 9.0 | 251.1 | 201.6 | 139.5 | 81 | 167.4 | 189 | 279 | 279 | 189 | 139.5 | 189 | 251.1 | 7944.0005 | 6377.9789 | 4413.3336 | 2562.5808 | 5296.0003 | 5979.3552 | 8826.6672 | 8826.6672 | 5979.3552 | 4413.3336 | 5979.3552 | 7944.0005 | 2356.2 | 74542.6282 | 15.5003
1436 | Heat pump | Heat Pump Blower |  | Heat Pump |  |  | 1 | 1.7 | 208.0 |  | 0.47399463806970500 | 1 | 0.75 | 0.67 | 3.5537 |  | 1 |  | 9.0 | 251.1 | 201.6 | 139.5 | 81 | 167.4 | 189 | 279 | 279 | 189 | 139.5 | 189 | 251.1 | 892.329 | 716.4219 | 495.7384 | 287.8481 | 594.886 | 671.6455 | 991.4767 | 991.4767 | 671.6455 | 495.7384 | 671.6455 | 892.329 | 2356.2 | 8373.1808 | 1.7411
1437 | AC system | 3 new HP units | AH-5A,B,C | Cooling 1 |  |  | 3 | 23.1 | 460.0 |  | 24.671275980196900 | 0.75 | 0.90412 | 0.79925 | 11.0325 |  | 0.25 | All Day | 24.0 | 55.8 | 50.4 | 55.8 | 54 | 93 | 180 | 186 | 186 | 90 | 55.8 | 54 | 55.8 | 615.6141 | 556.0385 | 615.6141 | 595.7556 | 1026.0235 | 1985.8519 | 2052.0469 | 2052.0469 | 992.9259 | 615.6141 | 595.7556 | 615.6141 | 1116.6 | 12318.9012 | 0.085699
1438 | AC system | DX compressor | 6 RTUs | Cooling 1 |  |  | 3 | 30 | 460.0 |  | 32.040618156099900 | 0.75 | 0.91612 | 0.809 | 14.5027 |  | 0.25 | All Day | 24.0 | 55.8 | 50.4 | 55.8 | 54 | 93 | 180 | 186 | 186 | 90 | 55.8 | 54 | 55.8 | 809.2518 | 730.9371 | 809.2518 | 783.1469 | 1348.7531 | 2610.4898 | 2697.5061 | 2697.5061 | 1305.2449 | 809.2518 | 783.1469 | 809.2518 | 1116.6 | 16193.7385 | 0.11265
1439 | AC system | Chiller | CH-1 | Cooling 1 | 70.0 | [5 empty] | 70.0 | 0.75 | 0.93063 | 0.82325 | 42.0846 |  | 0.5 | All Day | 24.0 | 111.6 | 100.8 | 111.6 | 108 | 186 | 360 | 372 | 372 | 180 | 111.6 | 108 | 111.6 | 4696.6437 | 4242.1298 | 4696.6437 | 4545.139 | 7827.7394 | 15150.4634 | 15655.4788 | 15655.4788 | 7575.2317 | 4696.6437 | 4545.139 | 4696.6437 | 2233.2 | 93983.3746 | 0.65381
1440 | AC system | Cooling Tower | CT-1 | Cooling 1 | 80.0 | [5 empty] | 80.0 | 0.75 | 0.935 | 0.828 | 47.8717 | 0.5 | 0.5 | All Day | 24.0 | 111.6 | 100.8 | 111.6 | 108 | 186 | 360 | 372 | 372 | 180 | 111.6 | 108 | 111.6 | 1335.6193 | 1206.3658 | 1335.6193 | 1292.5348 | 2226.0321 | 4308.4492 | 4452.0642 | 4452.0642 | 2154.2246 | 1335.6193 | 1292.5348 | 1335.6193 | 2233.2 | 26726.7465 | 0.18593
1441 | AC system | AS-Chiller | CH-2 | Cooling 1 | 49.0 | [5 empty] | 49.0 | 0.75 | 0.92175 | 0.80875 | 29.7429 |  | 0.5 | All Day | 24.0 | 111.6 | 100.8 | 111.6 | 108 | 186 | 360 | 372 | 372 | 180 | 111.6 | 108 | 111.6 | 3319.3055 | 2998.0823 | 3319.3055 | 3212.2311 | 5532.1758 | 10707.4369 | 11064.3515 | 11064.3515 | 5353.7185 | 3319.3055 | 3212.2311 | 3319.3055 | 2233.2 | 66421.8005 | 0.46208
1442 | AC system | AS-Chiller | CH-3 | Cooling 1 |  |  | 3 | 65 | 460.0 |  | 69.42133933821640 | 0.75 | 0.93063 | 0.82325 | 31.9761 |  | 0.5 | All Day | 24.0 | 111.6 | 100.8 | 111.6 | 108 | 186 | 360 | 372 | 372 | 180 | 111.6 | 108 | 111.6 | 3568.5272 | 3223.1859 | 3568.5272 | 3453.4134 | 5947.5454 | 11511.3781 | 11895.0907 | 11895.0907 | 5755.6891 | 3568.5272 | 3453.4134 | 3568.5272 | 2233.2 | 71408.9155 | 0.49677
1443 | AC system | DX Compressor | AHU-1 | Cooling 1 |  |  | 3 | 18 | 460.0 |  | 19.224370893659900 | 0.75 | 0.90012 | 0.7965 | 8.5672 |  | 0.5 | All Day | 24.0 | 111.6 | 100.8 | 111.6 | 108 | 186 | 360 | 372 | 372 | 180 | 111.6 | 108 | 111.6 | 956.0975 | 863.572 | 956.0975 | 925.2557 | 1593.4959 | 3084.1856 | 3186.9918 | 3186.9918 | 1542.0928 | 956.0975 | 925.2557 | 956.0975 | 2233.2 | 19132.2315 | 0.1331
1444 | AC system | Compressor | AHU-1 | Cooling 1 |  |  | 3 | 10.4 | 230.0 |  | 5.553707147057310 | 0.75 | 0.87 | 0.758 | 2.3553 |  | 0.5 | All Day | 24.0 | 111.6 | 100.8 | 111.6 | 108 | 186 | 360 | 372 | 372 | 180 | 111.6 | 108 | 111.6 | 262.8551 | 237.4175 | 262.8551 | 254.3759 | 438.0919 | 847.9198 | 876.1838 | 876.1838 | 423.9599 | 262.8551 | 254.3759 | 262.8551 | 2233.2 | 5259.9291 | 0.036592
1445 | AC system | Compressor | AC-1 | Cooling 1 |  | 3 |  |  |  |  | 4.021447721179630 | 0.75 | 0.86 | 0.71525 | 2.6163 |  | 0.5 | All Day | 24.0 | 111.6 | 100.8 | 111.6 | 108 | 186 | 360 | 372 | 372 | 180 | 111.6 | 108 | 111.6 | 291.9767 | 263.7209 | 291.9767 | 282.5581 | 486.6279 | 941.8605 | 973.2558 | 973.2558 | 470.9302 | 291.9767 | 282.5581 | 291.9767 | 2233.2 | 5842.6744 | 0.040646
1446 | AC system | DX Compressor | AHU-1 | Cooling 1 |  | 3 |  |  |  |  | 4.021447721179630 | 0.75 | 0.86 | 0.71525 | 2.6163 |  | 0.5 | All Day | 24.0 | 111.6 | 100.8 | 111.6 | 108 | 186 | 360 | 372 | 372 | 180 | 111.6 | 108 | 111.6 | 291.9767 | 263.7209 | 291.9767 | 282.5581 | 486.6279 | 941.8605 | 973.2558 | 973.2558 | 470.9302 | 291.9767 | 282.5581 | 291.9767 | 2233.2 | 5842.6744 | 0.040646
1447 | AC system | 2 Split DX units | AC-1,2 | Cooling 1 |  | 10 |  |  |  |  | 13.404825737265400 | 0.75 | 0.89338 | 0.78375 | 8.3951 |  | 0.5 | All Day | 24.0 | 111.6 | 100.8 | 111.6 | 108 | 186 | 360 | 372 | 372 | 180 | 111.6 | 108 | 111.6 | 936.8966 | 846.2292 | 936.8966 | 906.6741 | 1561.4943 | 3022.2471 | 3122.9887 | 3122.9887 | 1511.1235 | 936.8966 | 906.6741 | 936.8966 | 2233.2 | 18748.0062 | 0.13042
1448 | AC system | DX compressor | AHU-1 | Cooling 1 |  |  | 3 | 25 | 460.0 |  | 26.700515130083200 | 0.75 | 0.9115 | 0.80375 | 12.0072 |  | 0.5 | All Day | 24.0 | 111.6 | 100.8 | 111.6 | 108 | 186 | 360 | 372 | 372 | 180 | 111.6 | 108 | 111.6 | 1340.0003 | 1210.3229 | 1340.0003 | 1296.7745 | 2233.3339 | 4322.5818 | 4466.6678 | 4466.6678 | 2161.2909 | 1340.0003 | 1296.7745 | 1340.0003 | 2233.2 | 26814.4156 | 0.18654
1449 | AC system | Heat Pump | HP-1 | Cooling 1 |  | 50 |  |  |  |  | 67.02412868632710 | 0.75 | 0.93063 | 0.82325 | 40.2955 |  | 1 | All Day | 24.0 | 223.2 | 201.6 | 223.2 | 216 | 372 | 720 | 744 | 744 | 360 | 223.2 | 216 | 223.2 | 8993.9557 | 8123.5729 | 8993.9557 | 8703.8281 | 14989.9261 | 29012.7602 | 29979.8522 | 29979.8522 | 14506.3801 | 8993.9557 | 8703.8281 | 8993.9557 | 4466.4 | 179975.8227 | 1.252
1450 | AC system | CU | CU-1 | Cooling 1 |  | 20 |  |  |  |  | 26.80965147453080 | 0.75 | 0.9115 | 0.80375 | 16.4564 |  | 1 | All Day | 24.0 | 223.2 | 201.6 | 223.2 | 216 | 372 | 720 | 744 | 744 | 360 | 223.2 | 216 | 223.2 | 3673.0664 | 3317.6083 | 3673.0664 | 3554.5804 | 6121.7773 | 11848.6012 | 12243.5546 | 12243.5546 | 5924.3006 | 3673.0664 | 3554.5804 | 3673.0664 | 4466.4 | 73500.8228 | 0.51132
1451 | AC system | Chiller | CH-1 / ME-125 | Cooling 1 |  |  | 3 | 60 | 460.0 |  | 64.08123631219980 | 0.75 | 0.93063 | 0.82325 | 29.5164 |  | 1 | All Day | 24.0 | 223.2 | 201.6 | 223.2 | 216 | 372 | 720 | 744 | 744 | 360 | 223.2 | 216 | 223.2 | 6588.0502 | 5950.497 | 6588.0502 | 6375.5325 | 10980.0837 | 21251.775 | 21960.1675 | 21960.1675 | 10625.8875 | 6588.0502 | 6375.5325 | 6588.0502 | 4466.4 | 131831.8441 | 0.91711
1452 | Heat pump | Compressor | FUR/CU-2 | Heat Pump |  |  | 1 | 13.5 | 208.0 |  | 3.764075067 | 0.75 | 0.75 | 0.845 | 1.7796 |  | 0.75 | All Day | 24.0 | 558 | 504 | 362.7 | 351 | 111.6 | 108 | 111.6 | 111.6 | 162 | 223.2 | 486 | 558 | 993.0001 | 896.9033 | 645.45 | 624.6291 | 198.6 | 192.1936 | 198.6 | 198.6 | 288.2903 | 397.2 | 864.871 | 993.0001 | 3647.7 | 6491.3375 | 21.3585
1453 | AC system | 48 x AC Units (5200BTU) |  | Cooling 1 |  | 1.5 |  |  |  |  | 2.0107238605898100 | 0.75 | 0.845 | 0.702 | 63.9053 |  | 0.25 | All Day | 24.0 | 0 | 0 | 18.6 | 54 | 111.6 | 63 | 65.1 | 93 | 18 | 18.6 | 0 | 0 | 0 | 0 | 1188.6391 | 3450.8876 | 7131.8343 | 4026.0355 | 4160.2367 | 5943.1953 | 1150.2959 | 1188.6391 | 0 | 0 | 441.9 | 28239.7633 | 7.652
1454 | AC system | 16 x AC Units (5200BTU) |  | Cooling 1 |  | 1.5 |  |  |  |  | 2.0107238605898100 | 0.75 | 0.845 | 0.702 | 21.3018 |  | 0.25 | All Day | 24.0 | 0 | 0 | 18.6 | 54 | 111.6 | 63 | 65.1 | 93 | 18 | 18.6 | 0 | 0 | 0 | 0 | 396.213 | 1150.2959 | 2377.2781 | 1342.0118 | 1386.7456 | 1981.0651 | 383.432 | 396.213 | 0 | 0 | 441.9 | 9413.2544 | 2.5507
1455 | AC system | 18 x AC Units (5200BTU) |  | Cooling 1 |  | 1.5 |  |  |  |  | 2.0107238605898100 | 0.75 | 0.845 | 0.702 | 23.9645 |  | 0.25 | All Day | 24.0 | 0 | 0 | 18.6 | 54 | 111.6 | 63 | 65.1 | 93 | 18 | 18.6 | 0 | 0 | 0 | 0 | 445.7396 | 1294.0828 | 2674.4379 | 1509.7633 | 1560.0888 | 2228.6982 | 431.3609 | 445.7396 | 0 | 0 | 441.9 | 10589.9112 | 2.8695
1456 | Ventilation | Supply Fan |  | Heating 2 | 0.6666666666666670 | [5 empty] | 0.6666666666666670 | 0.75 | 0.75 | 0.7 | 0.49733 |  | 0.6 | All Day | 24.0 | 312.48 | 241.92 | 223.2 | 172.8 | 111.6 | 0 | 44.64 | 66.96 | 86.4 | 133.92 | 259.2 | 312.48 | 155.4067 | 120.3149 | 111.0048 | 85.9392 | 55.5024 | 0 | 22.201 | 33.3014 | 42.9696 | 66.6029 | 128.9088 | 155.4067 | 1965.6 | 977.5584 | 15.8504
1457 | Ventilation | Supply Fan |  | Heating 2 | 0.6666666666666670 | [5 empty] | 0.6666666666666670 | 0.75 | 0.75 | 0.7 | 0.49733 |  | 0.6 | All Day | 24.0 | 312.48 | 241.92 | 223.2 | 172.8 | 111.6 | 0 | 44.64 | 66.96 | 86.4 | 133.92 | 259.2 | 312.48 | 155.4067 | 120.3149 | 111.0048 | 85.9392 | 55.5024 | 0 | 22.201 | 33.3014 | 42.9696 | 66.6029 | 128.9088 | 155.4067 | 1965.6 | 977.5584 | 15.8504
1458 | Pump | Pump | P-9 | Heating 1 | 1.61 | [5 empty] | 1.61 | 0.75 | 0.81875 | 0.66925 | 1.1002 |  | 1 | All Day | 24.0 | 744 | 537.6 | 446.4 | 324 | 297.6 | 144 | 74.4 | 74.4 | 144 | 372 | 648 | 744 | 818.5545 | 591.4716 | 491.1327 | 356.4673 | 327.4218 | 158.4299 | 81.8554 | 81.8554 | 158.4299 | 409.2772 | 712.9345 | 818.5545 | 4550.4 | 5006.3848 | 3.0399
1459 | Pump | Pump | P-10 | Heating 1 | 1.61 | [5 empty] | 1.61 | 0.75 | 0.81875 | 0.66925 | 1.1002 |  | 1 | All Day | 24.0 | 744 | 537.6 | 446.4 | 324 | 297.6 | 144 | 74.4 | 74.4 | 144 | 372 | 648 | 744 | 818.5545 | 591.4716 | 491.1327 | 356.4673 | 327.4218 | 158.4299 | 81.8554 | 81.8554 | 158.4299 | 409.2772 | 712.9345 | 818.5545 | 4550.4 | 5006.3848 | 3.0399
1460 | Pump | Pump | P-1 | Heating 1 | 0.47 | [5 empty] | 0.47 | 0.75 | 0.75 | 0.7 | 0.35062 |  | 1 | All Day | 24.0 | 744 | 537.6 | 446.4 | 324 | 297.6 | 144 | 74.4 | 74.4 | 144 | 372 | 648 | 744 | 260.8613 | 188.4933 | 156.5168 | 113.6009 | 104.3445 | 50.4893 | 26.0861 | 26.0861 | 50.4893 | 130.4306 | 227.2018 | 260.8613 | 4550.4 | 1595.4612 | 0.96876
1461 | Pump | Pump | P-2 | Heating 1 | 0.29 | [5 empty] | 0.29 | 0.75 | 0.75 | 0.7 | 0.21634 |  | 1 | All Day | 24.0 | 744 | 537.6 | 446.4 | 324 | 297.6 | 144 | 74.4 | 74.4 | 144 | 372 | 648 | 744 | 160.957 | 116.3044 | 96.5742 | 70.0942 | 64.3828 | 31.153 | 16.0957 | 16.0957 | 31.153 | 80.4785 | 140.1883 | 160.957 | 4550.4 | 984.4335 | 0.59774
1462 | Pump | Pump | P-4 | Heating 1 | 0.29 | [5 empty] | 0.29 | 0.75 | 0.75 | 0.7 | 0.21634 |  | 1 | All Day | 24.0 | 744 | 537.6 | 446.4 | 324 | 297.6 | 144 | 74.4 | 74.4 | 144 | 372 | 648 | 744 | 160.957 | 116.3044 | 96.5742 | 70.0942 | 64.3828 | 31.153 | 16.0957 | 16.0957 | 31.153 | 80.4785 | 140.1883 | 160.957 | 4550.4 | 984.4335 | 0.59774
1463 | Pump | Pump | P-5 | Heating 1 | 0.29 | [5 empty] | 0.29 | 0.75 | 0.75 | 0.7 | 0.21634 |  | 1 | All Day | 24.0 | 744 | 537.6 | 446.4 | 324 | 297.6 | 144 | 74.4 | 74.4 | 144 | 372 | 648 | 744 | 160.957 | 116.3044 | 96.5742 | 70.0942 | 64.3828 | 31.153 | 16.0957 | 16.0957 | 31.153 | 80.4785 | 140.1883 | 160.957 | 4550.4 | 984.4335 | 0.59774
1464 | Pump | Pump | P-B1 | Heating 1 | 0.35 | [5 empty] | 0.35 | 0.75 | 0.75 | 0.7 | 0.2611 |  | 1 | All Day | 24.0 | 744 | 537.6 | 446.4 | 324 | 297.6 | 144 | 74.4 | 74.4 | 144 | 372 | 648 | 744 | 194.2584 | 140.3674 | 116.555 | 84.5964 | 77.7034 | 37.5984 | 19.4258 | 19.4258 | 37.5984 | 97.1292 | 169.1928 | 194.2584 | 4550.4 | 1188.1094 | 0.72142
1465 | Pump | Pump | P-B2 | Heating 1 | 0.35 | [5 empty] | 0.35 | 0.75 | 0.75 | 0.7 | 0.2611 |  | 1 | All Day | 24.0 | 744 | 537.6 | 446.4 | 324 | 297.6 | 144 | 74.4 | 74.4 | 144 | 372 | 648 | 744 | 194.2584 | 140.3674 | 116.555 | 84.5964 | 77.7034 | 37.5984 | 19.4258 | 19.4258 | 37.5984 | 97.1292 | 169.1928 | 194.2584 | 4550.4 | 1188.1094 | 0.72142
1466 | Pump | Pump | P-B3 | Heating 1 | 0.35 | [5 empty] | 0.35 | 0.75 | 0.75 | 0.7 | 0.2611 |  | 1 | All Day | 24.0 | 744 | 537.6 | 446.4 | 324 | 297.6 | 144 | 74.4 | 74.4 | 144 | 372 | 648 | 744 | 194.2584 | 140.3674 | 116.555 | 84.5964 | 77.7034 | 37.5984 | 19.4258 | 19.4258 | 37.5984 | 97.1292 | 169.1928 | 194.2584 | 4550.4 | 1188.1094 | 0.72142
1467 | Ventilation | Smoke Exhaust |  | Uniform | 4.0 | [5 empty] | 4.0 | 0.75 | 0.86 | 0.71525 | 2.6023 |  | 0.01 | Occupied | 12.0 | 3.72 | 3.36 | 3.72 | 3.6 | 3.72 | 3.6 | 3.72 | 3.72 | 3.6 | 3.72 | 3.6 | 3.72 | 9.6807 | 8.7438 | 9.6807 | 9.3684 | 9.6807 | 9.3684 | 9.6807 | 9.6807 | 9.3684 | 9.6807 | 9.3684 | 9.6807 | 43.8 | 113.9819 | 0.013636
1468 | Ventilation | Smoke Exhaust |  | Uniform | 4.0 | [5 empty] | 4.0 | 0.75 | 0.86 | 0.71525 | 2.6023 |  | 0.01 | Occupied | 12.0 | 3.72 | 3.36 | 3.72 | 3.6 | 3.72 | 3.6 | 3.72 | 3.72 | 3.6 | 3.72 | 3.6 | 3.72 | 9.6807 | 8.7438 | 9.6807 | 9.3684 | 9.6807 | 9.3684 | 9.6807 | 9.6807 | 9.3684 | 9.6807 | 9.3684 | 9.6807 | 43.8 | 113.9819 | 0.013636
1469 | Ventilation | Exhaust Fan |  | Uniform |  |  | 1 |  | 120.0 | 1.4 | 0.225201072386059 | 0.75 | 0.75 | 0.67 | 0.11256 |  | 0.01 | All Day | 24.0 | 7.44 | 6.72 | 7.44 | 7.2 | 7.44 | 7.2 | 7.44 | 7.44 | 7.2 | 7.44 | 7.2 | 7.44 | 0.83745 | 0.7564 | 0.83745 | 0.81043 | 0.83745 | 0.81043 | 0.83745 | 0.83745 | 0.81043 | 0.83745 | 0.81043 | 0.83745 | 87.6 | 9.8603 | 0.04153
1470 | AC system | Split Type compressor | DX1 | Cooling 1 |  | 0.87921 |  |  |  |  | 1.178570551378200 | 0.75 | 0.75 | 0.65475 | 0.87921 |  | 0.15 | Occupied (Example) | 12.0 | 0 | 0 | 0 | 0 | 0 | 0 | 55.8 | 55.8 | 0 | 0 | 0 | 0 | 0 | 0 | 0 | 0 | 0 | 0 | 49.0601 | 49.0601 | 0 | 0 | 0 | 0 | 111.6 | 98.1202 | 0.29067
1471 | AC system | Fan motor | DX1 | Cooling 1 |  | 0.022 |  |  |  |  | 0.029490616621983900 | 0.75 | 0.75 | 0.7 | 0.022 |  | 0.15 | Occupied (Example) | 12.0 | 0 | 0 | 0 | 0 | 0 | 0 | 55.8 | 55.8 | 0 | 0 | 0 | 0 | 0 | 0 | 0 | 0 | 0 | 0 | 1.2276 | 1.2276 | 0 | 0 | 0 | 0 | 111.6 | 2.4552 | 0.0072732
1472 | AC system | Split Type compressor | DX2 | Cooling 1 |  | 1.7584 |  |  |  |  | 2.357141102756410 | 0.75 | 0.845 | 0.702 | 1.5607 |  | 0.15 | Occupied (Example) | 12.0 | 0 | 0 | 0 | 0 | 0 | 0 | 55.8 | 55.8 | 0 | 0 | 0 | 0 | 0 | 0 | 0 | 0 | 0 | 0 | 87.089 | 87.089 | 0 | 0 | 0 | 0 | 111.6 | 174.1779 | 0.51598
1473 | AC system | Fan motor | DX2 | Cooling 1 |  | 0.04 |  |  |  |  | 0.05361930294906170 | 0.75 | 0.75 | 0.7 | 0.04 |  | 0.15 | Occupied (Example) | 12.0 | 0 | 0 | 0 | 0 | 0 | 0 | 55.8 | 55.8 | 0 | 0 | 0 | 0 | 0 | 0 | 0 | 0 | 0 | 0 | 2.232 | 2.232 | 0 | 0 | 0 | 0 | 111.6 | 4.464 | 0.013224
1474 | AC system | Split Type compressor | DX3 | Cooling 1 |  | 1.7584 |  |  |  |  | 2.357141102756410 | 0.75 | 0.845 | 0.702 | 1.5607 |  | 0.15 | Occupied (Example) | 12.0 | 0 | 0 | 0 | 0 | 0 | 0 | 55.8 | 55.8 | 0 | 0 | 0 | 0 | 0 | 0 | 0 | 0 | 0 | 0 | 87.089 | 87.089 | 0 | 0 | 0 | 0 | 111.6 | 174.1779 | 0.51598
1475 | AC system | Fan motor | DX3 | Cooling 1 |  | 0.04 |  |  |  |  | 0.05361930294906170 | 0.75 | 0.75 | 0.7 | 0.04 |  | 0.15 | Occupied (Example) | 12.0 | 0 | 0 | 0 | 0 | 0 | 0 | 55.8 | 55.8 | 0 | 0 | 0 | 0 | 0 | 0 | 0 | 0 | 0 | 0 | 2.232 | 2.232 | 0 | 0 | 0 | 0 | 111.6 | 4.464 | 0.013224
1476 | Miscellaneous electricity | Clothes Dryer |  | Uniform |  | 3 |  |  |  |  | 4.021447721179630 | 0.75 | 0.86 | 0.71525 | 2.6163 |  | 0.02 | All Day | 24.0 | 14.88 | 13.44 | 14.88 | 14.4 | 14.88 | 14.4 | 14.88 | 14.88 | 14.4 | 14.88 | 14.4 | 14.88 | 38.9302 | 35.1628 | 38.9302 | 37.6744 | 38.9302 | 37.6744 | 38.9302 | 38.9302 | 37.6744 | 38.9302 | 37.6744 | 38.9302 | 175.2 | 458.3721 | 0.079054
1477 | Miscellaneous electricity | Clothes Washer |  | Uniform |  | 0.5 |  |  |  |  | 0.6702412868632710 | 0.75 | 0.75 | 0.7 | 0.5 |  | 0.02 | All Day | 24.0 | 14.88 | 13.44 | 14.88 | 14.4 | 14.88 | 14.4 | 14.88 | 14.88 | 14.4 | 14.88 | 14.4 | 14.88 | 7.44 | 6.72 | 7.44 | 7.2 | 7.44 | 7.2 | 7.44 | 7.44 | 7.2 | 7.44 | 7.2 | 7.44 | 175.2 | 87.6 | 0.015108
1478 | Miscellaneous electricity | Dishwasher |  | Uniform |  | 0.5 |  |  |  |  | 0.6702412868632710 | 0.75 | 0.75 | 0.7 | 0.5 |  | 0.02 | All Day | 24.0 | 14.88 | 13.44 | 14.88 | 14.4 | 14.88 | 14.4 | 14.88 | 14.88 | 14.4 | 14.88 | 14.4 | 14.88 | 7.44 | 6.72 | 7.44 | 7.2 | 7.44 | 7.2 | 7.44 | 7.44 | 7.2 | 7.44 | 7.2 | 7.44 | 175.2 | 87.6 | 0.015108
1479 | Miscellaneous electricity | Dishwasher Booster |  | Uniform |  |  | 3 |  | 208.0 | 40 | 19.317242250634100 | 0.75 | 0.90012 | 0.7965 | 11.4781 |  | 0.02 | All Day | 24.0 | 14.88 | 13.44 | 14.88 | 14.4 | 14.88 | 14.4 | 14.88 | 14.88 | 14.4 | 14.88 | 14.4 | 14.88 | 170.794 | 154.2656 | 170.794 | 165.2845 | 170.794 | 165.2845 | 170.794 | 170.794 | 165.2845 | 170.794 | 165.2845 | 170.794 | 175.2 | 2010.9619 | 7.3351
1480 | Pump | Pump | CP-8 | Heating 1 | 1.4 | [5 empty] | 1.4 | 0.75 | 0.75 | 0.65475 | 1.0444 |  | 1 | All Day | 24.0 | 744 | 672 | 744 | 648 | 595.2 | 18 | 0 | 0 | 144 | 595.2 | 720 | 744 | 777.0336 | 701.8368 | 777.0336 | 676.7712 | 621.6269 | 18.7992 | 0 | 0 | 150.3936 | 621.6269 | 751.968 | 777.0336 | 5624.4 | 5874.1234 | 0.19246
1481 | Ventilation | Basment Elev Mech Room Exhaust Fan | EF-4 | Uniform | 0.167 | [5 empty] | 0.167 | 0.75 | 0.75 | 0.7 | 0.12458 |  | 1 | Occupied | 18.357142857142900 | 569.0714 | 514 | 569.0714 | 550.7143 | 569.0714 | 550.7143 | 569.0714 | 569.0714 | 550.7143 | 569.0714 | 550.7143 | 569.0714 | 70.8961 | 64.0351 | 70.8961 | 68.6091 | 70.8961 | 68.6091 | 70.8961 | 70.8961 | 68.6091 | 70.8961 | 68.6091 | 70.8961 | 6700.3571 | 834.7439 | 0.074164
1482 | Ventilation | Mech Room Lav Exhaust Fan | EF-5 | Uniform | 0.167 | [5 empty] | 0.167 | 0.75 | 0.75 | 0.7 | 0.12458 |  | 1 | Occupied | 18.357142857142900 | 569.0714 | 514 | 569.0714 | 550.7143 | 569.0714 | 550.7143 | 569.0714 | 569.0714 | 550.7143 | 569.0714 | 550.7143 | 569.0714 | 70.8961 | 64.0351 | 70.8961 | 68.6091 | 70.8961 | 68.6091 | 70.8961 | 70.8961 | 68.6091 | 70.8961 | 68.6091 | 70.8961 | 6700.3571 | 834.7439 | 0.074164
1483 | Ventilation | Exhaust Fan | EF-6 | Uniform |  | 0.323 |  |  |  |  | 0.43297587131367300 | 0.75 | 0.75 | 0.7 | 0.323 |  | 1 | Exhaust Fan | 8.428571428571430 | 261.2857 | 236 | 261.2857 | 252.8571 | 261.2857 | 252.8571 | 261.2857 | 261.2857 | 252.8571 | 261.2857 | 252.8571 | 261.2857 | 84.3953 | 76.228 | 84.3953 | 81.6729 | 84.3953 | 81.6729 | 84.3953 | 84.3953 | 81.6729 | 84.3953 | 81.6729 | 84.3953 | 3076.4286 | 993.6864 | 0.018812
1484 | Ventilation | Exhaust Fan | EF-7 | Uniform |  | 0.323 |  |  |  |  | 0.43297587131367300 | 0.75 | 0.75 | 0.7 | 0.323 |  | 1 | Exhaust Fan | 8.428571428571430 | 261.2857 | 236 | 261.2857 | 252.8571 | 261.2857 | 252.8571 | 261.2857 | 261.2857 | 252.8571 | 261.2857 | 252.8571 | 261.2857 | 84.3953 | 76.228 | 84.3953 | 81.6729 | 84.3953 | 81.6729 | 84.3953 | 84.3953 | 81.6729 | 84.3953 | 81.6729 | 84.3953 | 3076.4286 | 993.6864 | 0.018812
1485 | Ventilation | Exhaust Fan | EF-13 | Uniform | 0.66 | [5 empty] | 0.66 | 0.75 | 0.75 | 0.7 | 0.49236 |  | 1 | Exhaust Fan | 8.428571428571430 | 261.2857 | 236 | 261.2857 | 252.8571 | 261.2857 | 252.8571 | 261.2857 | 261.2857 | 252.8571 | 261.2857 | 252.8571 | 261.2857 | 128.6466 | 116.197 | 128.6466 | 124.4967 | 128.6466 | 124.4967 | 128.6466 | 128.6466 | 124.4967 | 128.6466 | 124.4967 | 128.6466 | 3076.4286 | 1514.7104 | 0.028676
1486 | Ventilation | Exhaust Fan | EF-14 | Uniform | 0.66 | [5 empty] | 0.66 | 0.75 | 0.75 | 0.7 | 0.49236 |  | 1 | Exhaust Fan | 8.428571428571430 | 261.2857 | 236 | 261.2857 | 252.8571 | 261.2857 | 252.8571 | 261.2857 | 261.2857 | 252.8571 | 261.2857 | 252.8571 | 261.2857 | 128.6466 | 116.197 | 128.6466 | 124.4967 | 128.6466 | 124.4967 | 128.6466 | 128.6466 | 124.4967 | 128.6466 | 124.4967 | 128.6466 | 3076.4286 | 1514.7104 | 0.028676
1487 | AC system | Compressor | AHU-1 | Uniform | 6.9 | [5 empty] | 6.9 | 0.75 | 0.87 | 0.758 | 4.4374 |  | 1 | Stores AHU-1 | 10.928571428571400 | 338.7857 | 306 | 338.7857 | 327.8571 | 338.7857 | 327.8571 | 338.7857 | 338.7857 | 327.8571 | 338.7857 | 327.8571 | 338.7857 | 1503.3324 | 1357.8486 | 1503.3324 | 1454.8378 | 1503.3324 | 1454.8378 | 1503.3324 | 1503.3324 | 1454.8378 | 1503.3324 | 1454.8378 | 1503.3324 | 3988.9286 | 17700.5267 | 0.12314
1488 | Electric heating | Heater | AHU-1 | Uniform |  | 18 |  |  |  |  | 24.128686327077700 | 0.75 | 0.90412 | 0.79925 | 14.9316 |  | 1 | Stores AHU-1 | 10.928571428571400 | 338.7857 | 306 | 338.7857 | 327.8571 | 338.7857 | 327.8571 | 338.7857 | 338.7857 | 327.8571 | 338.7857 | 327.8571 | 338.7857 | 5058.6005 | 4569.0585 | 5058.6005 | 4895.4198 | 5058.6005 | 4895.4198 | 5058.6005 | 5058.6005 | 4895.4198 | 5058.6005 | 4895.4198 | 5058.6005 | 3988.9286 | 59560.9409 | 0.41435
1489 | Pump | DHW |  | Uniform |  | 0.214 |  |  |  |  | 0.28686327077748000 | 0.75 | 0.75 | 0.7 | 0.214 |  | 1 | Floor Fans | 8.928571428571430 | 276.7857 | 250 | 276.7857 | 267.8571 | 276.7857 | 267.8571 | 276.7857 | 276.7857 | 267.8571 | 276.7857 | 267.8571 | 276.7857 | 59.2321 | 53.5 | 59.2321 | 57.3214 | 59.2321 | 57.3214 | 59.2321 | 59.2321 | 57.3214 | 59.2321 | 57.3214 | 59.2321 | 3258.9286 | 697.4107 | 0.15023
1490 | Pump | DHW Pump | P-6 | Uniform |  | 0.214 |  |  |  |  | 0.28686327077748000 | 0.75 | 0.75 | 0.7 | 0.214 |  | 1 | Floor Fans | 8.928571428571430 | 276.7857 | 250 | 276.7857 | 267.8571 | 276.7857 | 267.8571 | 276.7857 | 276.7857 | 267.8571 | 276.7857 | 267.8571 | 276.7857 | 59.2321 | 53.5 | 59.2321 | 57.3214 | 59.2321 | 57.3214 | 59.2321 | 59.2321 | 57.3214 | 59.2321 | 57.3214 | 59.2321 | 3258.9286 | 697.4107 | 0.1513
1491 | Pump | DHW |  | Uniform |  | 0.214 |  |  |  |  | 0.28686327077748000 | 0.75 | 0.75 | 0.7 | 0.214 |  | 1 | Floor Fans | 8.928571428571430 | 276.7857 | 250 | 276.7857 | 267.8571 | 276.7857 | 267.8571 | 276.7857 | 276.7857 | 267.8571 | 276.7857 | 267.8571 | 276.7857 | 59.2321 | 53.5 | 59.2321 | 57.3214 | 59.2321 | 57.3214 | 59.2321 | 59.2321 | 57.3214 | 59.2321 | 57.3214 | 59.2321 | 3258.9286 | 697.4107 | 0.15023
1492 | Pump | DHW Pump | P-6 | Uniform |  | 0.214 |  |  |  |  | 0.28686327077748000 | 0.75 | 0.75 | 0.7 | 0.214 |  | 1 | Floor Fans | 8.928571428571430 | 276.7857 | 250 | 276.7857 | 267.8571 | 276.7857 | 267.8571 | 276.7857 | 276.7857 | 267.8571 | 276.7857 | 267.8571 | 276.7857 | 59.2321 | 53.5 | 59.2321 | 57.3214 | 59.2321 | 57.3214 | 59.2321 | 59.2321 | 57.3214 | 59.2321 | 57.3214 | 59.2321 | 3258.9286 | 697.4107 | 0.1513
1493 | Ventilation | Supply Fan | F-9 | Uniform | 0.35 | [5 empty] | 0.35 | 0.75 | 0.75 | 0.7 | 0.2611 |  | 1 | AH-1 | 9.028571428571430 | 279.8857 | 252.8 | 279.8857 | 270.8571 | 279.8857 | 270.8571 | 279.8857 | 279.8857 | 270.8571 | 279.8857 | 270.8571 | 279.8857 | 73.0782 | 66.0061 | 73.0782 | 70.7208 | 73.0782 | 70.7208 | 73.0782 | 73.0782 | 70.7208 | 73.0782 | 70.7208 | 73.0782 | 3295.4286 | 860.4364 | 0.10598
1494 | Electric heating | Baseboards | BB | Heating 1 |  | 31.1 |  |  |  |  | 41.68900804 | 0.75 | 0.92175 | 0.80875 | 25.3051 |  | 0.3 | Office Hours | 10.14285714 | 84.8957 | 68.16 | 33.015 | 13.6929 | 0 | 0 | 0 | 0 | 0 | 9.4329 | 45.6429 | 94.3286 | 2148.2968 | 1724.7974 | 835.4487 | 346.4995 | 0 | 0 | 0 | 0 | 0 | 238.6996 | 1154.9983 | 2386.9964 | 349.1679 | 8835.7367 | 5.8454
1495 | Electric heating | Baseboard Heater 8ft |  | Heating 1 |  | 146 |  |  |  |  | 195.71045576407500 | 0.75 | 0.94588 | 0.82175 | 115.7658 |  | 0.36 | All Day | 24.0 | 267.84 | 217.728 | 187.488 | 103.68 | 26.784 | 12.96 | 13.392 | 13.392 | 25.92 | 80.352 | 207.36 | 267.84 | 31006.7186 | 25205.4616 | 21704.7031 | 12002.6008 | 3100.6719 | 1500.3251 | 1550.3359 | 1550.3359 | 3000.6502 | 9302.0156 | 24005.2015 | 31006.7186 | 1424.736 | 164935.7389 | 27.8047
1496 | Electric heating | Baseboard Heater 3ft |  | Heating 1 |  | 20.25 |  |  |  |  | 27.144772117962500 | 0.75 | 0.9115 | 0.80375 | 16.6621 |  | 0.36 | All Day | 24.0 | 267.84 | 217.728 | 187.488 | 103.68 | 26.784 | 12.96 | 13.392 | 13.392 | 25.92 | 80.352 | 207.36 | 267.84 | 4462.7756 | 3627.8047 | 3123.943 | 1727.5261 | 446.2776 | 215.9408 | 223.1388 | 223.1388 | 431.8815 | 1338.8327 | 3455.0521 | 4462.7756 | 1424.736 | 23739.0872 | 4.0019
1497 | Electric heating | Baseboard Heater 6ft |  | Heating 1 |  | 40.5 |  |  |  |  | 54.289544235924900 | 0.75 | 0.92525 | 0.824 | 32.829 |  | 0.36 | All Day | 24.0 | 267.84 | 217.728 | 187.488 | 103.68 | 26.784 | 12.96 | 13.392 | 13.392 | 25.92 | 80.352 | 207.36 | 267.84 | 8792.91 | 7147.7849 | 6155.037 | 3403.7071 | 879.291 | 425.4634 | 439.6455 | 439.6455 | 850.9268 | 2637.873 | 6807.4142 | 8792.91 | 1424.736 | 46772.6085 | 7.8849
1498 | Electric heating | Suspended Heater |  | Heating 1 |  | 4 |  |  |  |  | 5.361930294906170 | 0.75 | 0.87 | 0.758 | 3.4483 |  | 0.36 | All Day | 24.0 | 267.84 | 217.728 | 187.488 | 103.68 | 26.784 | 12.96 | 13.392 | 13.392 | 25.92 | 80.352 | 207.36 | 267.84 | 923.5862 | 750.7862 | 646.5103 | 357.5172 | 92.3586 | 44.6897 | 46.1793 | 46.1793 | 89.3793 | 277.0759 | 715.0345 | 923.5862 | 1424.736 | 4912.8828 | 0.82821
1499 | AC system | DX Compressor | RTU-10 | Cooling 1 |  |  | 3 | 10.3 | 208.0 |  | 4.974189879538290 | 0.75 | 0.86 | 0.71525 | 1.9906 |  | 0.3 | RTU-10 | 13.714285714285700 | 0 | 0 | 0 | 24.6857 | 51.0171 | 12.3429 | 127.5429 | 127.5429 | 61.7143 | 0 | 0 | 0 | 0 | 0 | 0 | 49.139 | 101.5539 | 24.5695 | 253.8847 | 253.8847 | 122.8474 | 0 | 0 | 0 | 404.8457 | 805.879 | 0.080689
1500 | Chillers | Chillers | CH-1 | Cooling 1 | 2829.6 | [5 empty] | 2829.6 | 0.75 | 0.94963 | 0.835 | 1667.1436 |  | 0.23 | All Day | 24.0 | 0 | 0 | 0 | 6.624 | 68.448 | 115.92 | 171.12 | 154.008 | 82.8 | 51.336 | 4.968 | 0 | 0 | 0 | 0 | 11043.1589 | 114112.6422 | 193255.2811 | 285281.6054 | 256753.4449 | 138039.4865 | 85584.4816 | 8282.3692 | 0 | 655.224 | 1092352.4698 | 65.4628
1501 | AC System | DX AC Compressor | C-MS | Seasonal AC | 100.0 | [5 empty] | 100.0 | 0.75 | 0.9375 | 0.82325 | 59.68 |  | 0.6 | MS Hours | 7.142857142857140 | 0 | 0 | 26.5714 | 51.4286 | 66.4286 | 102.8571 | 132.8571 | 132.8571 | 90 | 39.8571 | 0 | 0 | 0 | 0 | 1585.7829 | 3069.2571 | 3964.4571 | 6138.5143 | 7928.9143 | 7928.9143 | 5371.2 | 2378.6743 | 0 | 0 | 642.8571 | 38365.7143 | 0.68663
1502 | AC System | DX AC Compressor | C-MS | Seasonal AC | 100.0 | [5 empty] | 100.0 | 0.75 | 0.9375 | 0.82325 | 59.68 |  | 0.6 | MS Hours | 7.142857142857140 | 0 | 0 | 26.5714 | 51.4286 | 66.4286 | 102.8571 | 132.8571 | 132.8571 | 90 | 39.8571 | 0 | 0 | 0 | 0 | 1585.7829 | 3069.2571 | 3964.4571 | 6138.5143 | 7928.9143 | 7928.9143 | 5371.2 | 2378.6743 | 0 | 0 | 642.8571 | 38365.7143 | 0.68663
1503 | Miscellaneous electricity | Elevator Motor | 1 | Uniform | 32.0 | [5 empty] | 32.0 | 0.75 | 0.91612 | 0.809 | 19.5432 |  | 0.25 | AH-1 | 9.028571428571430 | 69.9714 | 63.2 | 69.9714 | 67.7143 | 69.9714 | 67.7143 | 69.9714 | 69.9714 | 67.7143 | 69.9714 | 67.7143 | 69.9714 | 1367.4645 | 1235.1293 | 1367.4645 | 1323.3528 | 1367.4645 | 1323.3528 | 1367.4645 | 1367.4645 | 1323.3528 | 1367.4645 | 1323.3528 | 1367.4645 | 823.8571 | 16100.7922 | 1.9831
1504 | Miscellaneous electricity | Elevator Motor | 2 | Uniform | 32.0 | [5 empty] | 32.0 | 0.75 | 0.91612 | 0.809 | 19.5432 |  | 0.25 | AH-1 | 9.028571428571430 | 69.9714 | 63.2 | 69.9714 | 67.7143 | 69.9714 | 67.7143 | 69.9714 | 69.9714 | 67.7143 | 69.9714 | 67.7143 | 69.9714 | 1367.4645 | 1235.1293 | 1367.4645 | 1323.3528 | 1367.4645 | 1323.3528 | 1367.4645 | 1367.4645 | 1323.3528 | 1367.4645 | 1323.3528 | 1367.4645 | 823.8571 | 16100.7922 | 1.9831
1505 | Miscellaneous electricity | Elevator Motor | 3 | Uniform | 32.0 | [5 empty] | 32.0 | 0.75 | 0.91612 | 0.809 | 19.5432 |  | 0.25 | AH-1 | 9.028571428571430 | 69.9714 | 63.2 | 69.9714 | 67.7143 | 69.9714 | 67.7143 | 69.9714 | 69.9714 | 67.7143 | 69.9714 | 67.7143 | 69.9714 | 1367.4645 | 1235.1293 | 1367.4645 | 1323.3528 | 1367.4645 | 1323.3528 | 1367.4645 | 1367.4645 | 1323.3528 | 1367.4645 | 1323.3528 | 1367.4645 | 823.8571 | 16100.7922 | 1.9831
1506 | Ventilation | Supply Fan | A-35 | Uniform |  |  | 1 | 4.9 | 208.0 |  | 1.3662198391420900 | 0.75 | 0.75 | 0.765 | 0.58477 |  | 0.25 | Occupied | 9.428571428571430 | 73.0714 | 66 | 73.0714 | 70.7143 | 73.0714 | 70.7143 | 73.0714 | 73.0714 | 70.7143 | 73.0714 | 70.7143 | 73.0714 | 42.7297 | 38.5946 | 42.7297 | 41.3513 | 42.7297 | 41.3513 | 42.7297 | 42.7297 | 41.3513 | 42.7297 | 41.3513 | 42.7297 | 860.3571 | 503.1076 | 1.3281
1507 | Ventilation | Supply Fan | RTU 1 / A-47 | Uniform |  |  | 3 | 5.8 | 208.0 |  | 2.8010001263419500 | 0.75 | 0.845 | 0.702 | 1.1001 |  | 0.25 | Occupied | 9.428571428571430 | 73.0714 | 66 | 73.0714 | 70.7143 | 73.0714 | 70.7143 | 73.0714 | 73.0714 | 70.7143 | 73.0714 | 70.7143 | 73.0714 | 80.3892 | 72.6096 | 80.3892 | 77.796 | 80.3892 | 77.796 | 80.3892 | 80.3892 | 77.796 | 80.3892 | 77.796 | 80.3892 | 860.3571 | 946.5185 | 2.4987
1508 | Ventilation | Supply Fan | RTU 3 | Uniform |  |  | 3 | 3.8 | 208.0 |  | 1.8351380138102400 | 0.75 | 0.81875 | 0.66925 | 0.68716 |  | 0.25 | Occupied | 9.428571428571430 | 73.0714 | 66 | 73.0714 | 70.7143 | 73.0714 | 70.7143 | 73.0714 | 73.0714 | 70.7143 | 73.0714 | 70.7143 | 73.0714 | 50.2117 | 45.3525 | 50.2117 | 48.592 | 50.2117 | 48.592 | 50.2117 | 50.2117 | 48.592 | 50.2117 | 48.592 | 50.2117 | 860.3571 | 591.2021 | 1.5607
1509 | Ventilation | Supply Fan | RTU 4 | Uniform |  |  | 3 | 5.2 | 208.0 |  | 2.5112414925824400 | 0.75 | 0.845 | 0.702 | 0.98634 |  | 0.25 | Occupied | 9.428571428571430 | 73.0714 | 66 | 73.0714 | 70.7143 | 73.0714 | 70.7143 | 73.0714 | 73.0714 | 70.7143 | 73.0714 | 70.7143 | 73.0714 | 72.0731 | 65.0983 | 72.0731 | 69.7482 | 72.0731 | 69.7482 | 72.0731 | 72.0731 | 69.7482 | 72.0731 | 69.7482 | 72.0731 | 860.3571 | 848.6028 | 2.2402
1510 | Ventilation | Supply Fan | RTU 5 | Uniform |  |  | 1 | 3.8 | 208.0 |  | 1.0595174262734600 | 0.75 | 0.75 | 0.765 | 0.45349 |  | 0.25 | Occupied | 9.428571428571430 | 73.0714 | 66 | 73.0714 | 70.7143 | 73.0714 | 70.7143 | 73.0714 | 73.0714 | 70.7143 | 73.0714 | 70.7143 | 73.0714 | 33.1373 | 29.9305 | 33.1373 | 32.0684 | 33.1373 | 32.0684 | 33.1373 | 33.1373 | 32.0684 | 33.1373 | 32.0684 | 33.1373 | 860.3571 | 390.1651 | 1.03
1511 | Ventilation | Supply Fan | RTU 6 | Uniform |  |  | 1 | 1.8 | 208.0 |  | 0.5018766756032170 | 0.75 | 0.75 | 0.67 | 0.18814 |  | 0.25 | Occupied | 9.428571428571430 | 73.0714 | 66 | 73.0714 | 70.7143 | 73.0714 | 70.7143 | 73.0714 | 73.0714 | 70.7143 | 73.0714 | 70.7143 | 73.0714 | 13.7474 | 12.417 | 13.7474 | 13.3039 | 13.7474 | 13.3039 | 13.7474 | 13.7474 | 13.3039 | 13.7474 | 13.3039 | 13.7474 | 860.3571 | 161.8642 | 0.4273
1512 | Ventilation | Supply Fan | RTU 7 / A-39 | Uniform |  |  | 3 | 4 | 208.0 |  | 1.9317242250634100 | 0.75 | 0.81875 | 0.66925 | 0.72333 |  | 0.25 | Occupied | 9.428571428571430 | 73.0714 | 66 | 73.0714 | 70.7143 | 73.0714 | 70.7143 | 73.0714 | 73.0714 | 70.7143 | 73.0714 | 70.7143 | 73.0714 | 52.8544 | 47.7395 | 52.8544 | 51.1494 | 52.8544 | 51.1494 | 52.8544 | 52.8544 | 51.1494 | 52.8544 | 51.1494 | 52.8544 | 860.3571 | 622.318 | 1.6428
1513 | AC system | Compressor | CH-1 | Cooling 1 |  |  | 3 | 24 | 575.0 |  | 32.040618156099900 | 0.75 | 0.91612 | 0.809 | 14.5027 |  | 0.2 | All Day | 24.0 | 0 | 0 | 0 | 14.4 | 14.88 | 28.8 | 148.8 | 148.8 | 57.6 | 29.76 | 0 | 0 | 0 | 0 | 0 | 208.8392 | 215.8005 | 417.6784 | 2158.0049 | 2158.0049 | 835.3567 | 431.601 | 0 | 0 | 443.04 | 6425.2856 | 0.46328
1514 | AC system | Compressor | CH-2 | Cooling 1 |  |  | 3 | 24 | 575.0 |  | 32.040618156099900 | 0.75 | 0.91612 | 0.809 | 14.5027 |  | 0.2 | All Day | 24.0 | 0 | 0 | 0 | 14.4 | 14.88 | 28.8 | 148.8 | 148.8 | 57.6 | 29.76 | 0 | 0 | 0 | 0 | 0 | 208.8392 | 215.8005 | 417.6784 | 2158.0049 | 2158.0049 | 835.3567 | 431.601 | 0 | 0 | 443.04 | 6425.2856 | 0.46328
1515 | AC system | Compressor | CH-3 | Cooling 1 |  |  | 3 | 24 | 575.0 |  | 32.040618156099900 | 0.75 | 0.91612 | 0.809 | 14.5027 |  | 0.2 | All Day | 24.0 | 0 | 0 | 0 | 14.4 | 14.88 | 28.8 | 148.8 | 148.8 | 57.6 | 29.76 | 0 | 0 | 0 | 0 | 0 | 208.8392 | 215.8005 | 417.6784 | 2158.0049 | 2158.0049 | 835.3567 | 431.601 | 0 | 0 | 443.04 | 6425.2856 | 0.46328
1516 | AC system | Compressor | CH-1 | Cooling 1 |  |  | 3 | 24 | 575.0 |  | 32.040618156099900 | 0.75 | 0.91612 | 0.809 | 14.5027 |  | 0.2 | All Day | 24.0 | 0 | 0 | 0 | 14.4 | 14.88 | 28.8 | 148.8 | 148.8 | 57.6 | 29.76 | 0 | 0 | 0 | 0 | 0 | 208.8392 | 215.8005 | 417.6784 | 2158.0049 | 2158.0049 | 835.3567 | 431.601 | 0 | 0 | 443.04 | 6425.2856 | 0.46328
1517 | AC system | Compressor | CH-2 | Cooling 1 |  |  | 3 | 24 | 575.0 |  | 32.040618156099900 | 0.75 | 0.91612 | 0.809 | 14.5027 |  | 0.2 | All Day | 24.0 | 0 | 0 | 0 | 14.4 | 14.88 | 28.8 | 148.8 | 148.8 | 57.6 | 29.76 | 0 | 0 | 0 | 0 | 0 | 208.8392 | 215.8005 | 417.6784 | 2158.0049 | 2158.0049 | 835.3567 | 431.601 | 0 | 0 | 443.04 | 6425.2856 | 0.46328
1518 | AC system | Compressor | CH-3 | Cooling 1 |  |  | 3 | 24 | 575.0 |  | 32.040618156099900 | 0.75 | 0.91612 | 0.809 | 14.5027 |  | 0.2 | All Day | 24.0 | 0 | 0 | 0 | 14.4 | 14.88 | 28.8 | 148.8 | 148.8 | 57.6 | 29.76 | 0 | 0 | 0 | 0 | 0 | 208.8392 | 215.8005 | 417.6784 | 2158.0049 | 2158.0049 | 835.3567 | 431.601 | 0 | 0 | 443.04 | 6425.2856 | 0.46328
1519 | Ventilation | Supply Fans | FCU-1 | University | 0.06666666666666670 | [5 empty] | 0.06666666666666670 | 0.75 | 0.75 | 0.7 | 0.049733 |  | 1 | Occupied | 18.897959183673500 | 585.8367 | 529.1429 | 585.8367 | 566.9388 | 585.8367 | 566.9388 | 585.8367 | 585.8367 | 566.9388 | 585.8367 | 566.9388 | 585.8367 | 29.1356 | 26.316 | 29.1356 | 28.1958 | 29.1356 | 28.1958 | 29.1356 | 29.1356 | 28.1958 | 29.1356 | 28.1958 | 29.1356 | 6897.7551 | 343.0484 | 0.15001
1520 | Ventilation | Supply Fans | FCU-2 | University | 0.06666666666666670 | [5 empty] | 0.06666666666666670 | 0.75 | 0.75 | 0.7 | 0.049733 |  | 1 | Occupied | 18.897959183673500 | 585.8367 | 529.1429 | 585.8367 | 566.9388 | 585.8367 | 566.9388 | 585.8367 | 585.8367 | 566.9388 | 585.8367 | 566.9388 | 585.8367 | 29.1356 | 26.316 | 29.1356 | 28.1958 | 29.1356 | 28.1958 | 29.1356 | 29.1356 | 28.1958 | 29.1356 | 28.1958 | 29.1356 | 6897.7551 | 343.0484 | 0.15001
1521 | Ventilation | Supply Fans | FCU-3 | University | 0.06666666666666670 | [5 empty] | 0.06666666666666670 | 0.75 | 0.75 | 0.7 | 0.049733 |  | 1 | Occupied | 18.897959183673500 | 585.8367 | 529.1429 | 585.8367 | 566.9388 | 585.8367 | 566.9388 | 585.8367 | 585.8367 | 566.9388 | 585.8367 | 566.9388 | 585.8367 | 29.1356 | 26.316 | 29.1356 | 28.1958 | 29.1356 | 28.1958 | 29.1356 | 29.1356 | 28.1958 | 29.1356 | 28.1958 | 29.1356 | 6897.7551 | 343.0484 | 0.15001
1522 | Ventilation | Supply Fans | FCU-4 | University | 0.06666666666666670 | [5 empty] | 0.06666666666666670 | 0.75 | 0.75 | 0.7 | 0.049733 |  | 1 | Occupied | 18.897959183673500 | 585.8367 | 529.1429 | 585.8367 | 566.9388 | 585.8367 | 566.9388 | 585.8367 | 585.8367 | 566.9388 | 585.8367 | 566.9388 | 585.8367 | 29.1356 | 26.316 | 29.1356 | 28.1958 | 29.1356 | 28.1958 | 29.1356 | 29.1356 | 28.1958 | 29.1356 | 28.1958 | 29.1356 | 6897.7551 | 343.0484 | 0.15001
1523 | AC system | 20 T Liebert - Compressor 1 | AC-01 | Cooling 3 |  |  | 3 | 47.1 | 208.0 |  | 22.746052750121700 | 0.75 | 0.90412 | 0.79925 | 10.1716 |  | 0.34869 | All Day | 24.0 | 36.5782 | 33.0578 | 37.4015 | 76.2882 | 172.803 | 241.9973 | 285.3682 | 259.1487 | 126.3427 | 71.864 | 42.0644 | 36.7369 | 372.0584 | 336.25 | 380.4325 | 775.9725 | 1757.6811 | 2461.4973 | 2902.6484 | 2635.9544 | 1285.106 | 730.9711 | 427.8621 | 373.6729 | 1419.6511 | 14440.1065 | 1.6721
1524 | AC system | 20 T Liebert - Compressor 2 | AC-01 | Cooling 3 |  |  | 3 | 47.1 | 208.0 |  | 22.746052750121700 | 0.75 | 0.90412 | 0.79925 | 10.1716 |  | 0.34869 | All Day | 24.0 | 36.5782 | 33.0578 | 37.4015 | 76.2882 | 172.803 | 241.9973 | 285.3682 | 259.1487 | 126.3427 | 71.864 | 42.0644 | 36.7369 | 372.0584 | 336.25 | 380.4325 | 775.9725 | 1757.6811 | 2461.4973 | 2902.6484 | 2635.9544 | 1285.106 | 730.9711 | 427.8621 | 373.6729 | 1419.6511 | 14440.1065 | 1.6721
1525 | AC system | Condenser Air Cooled - 3 Fans | ACC-01 | Cooling 3 | 2.25 |  | 3 |  | 208.0 |  | 2.25 | 0.75 | 0.845 | 0.702 | 1.4898 |  | 0.34869 | All Day | 24.0 | 36.5782 | 33.0578 | 37.4015 | 76.2882 | 172.803 | 241.9973 | 285.3682 | 259.1487 | 126.3427 | 71.864 | 42.0644 | 36.7369 | 54.4939 | 49.2492 | 55.7205 | 113.6537 | 257.4407 | 360.5259 | 425.1396 | 386.078 | 188.2245 | 107.0625 | 62.6673 | 54.7304 | 1419.6511 | 2114.9861 | 0.24491
1526 | AC system | 5.4 T Liebert - Humidifier | ACU 002 | Cooling 3 |  |  | 3 | 13.3 | 208.0 |  | 6.422983048335850 | 0.75 | 0.87 | 0.758 | 2.724 |  | 0.34869 | All Day | 24.0 | 36.5782 | 33.0578 | 37.4015 | 76.2882 | 172.803 | 241.9973 | 285.3682 | 259.1487 | 126.3427 | 71.864 | 42.0644 | 36.7369 | 99.6388 | 90.0491 | 101.8814 | 207.8087 | 470.7143 | 659.1992 | 777.3413 | 705.9195 | 344.1567 | 195.7571 | 114.5832 | 100.0711 | 1419.6511 | 3867.1204 | 0.4478
1527 | AC system | 5.4 T Liebert - Reheat | ACU 002 | Cooling 3 |  |  | 3 | 41.6 | 208.0 |  | 20.089931940659500 | 0.75 | 0.90412 | 0.79925 | 8.9838 |  | 0.34869 | All Day | 24.0 | 36.5782 | 33.0578 | 37.4015 | 76.2882 | 172.803 | 241.9973 | 285.3682 | 259.1487 | 126.3427 | 71.864 | 42.0644 | 36.7369 | 328.6121 | 296.9851 | 336.0083 | 685.36 | 1552.4318 | 2174.0613 | 2563.6979 | 2328.1465 | 1135.0405 | 645.6136 | 377.8994 | 330.038 | 1419.6511 | 12753.8945 | 1.4769
1528 | AC system | 5.4 T Liebert - Compressor | ACU 002 | Cooling 3 |  |  | 3 | 20.7 | 208.0 |  | 9.996672864703160 | 0.75 | 0.8825 | 0.7645 | 4.276 |  | 0.34869 | All Day | 24.0 | 36.5782 | 33.0578 | 37.4015 | 76.2882 | 172.803 | 241.9973 | 285.3682 | 259.1487 | 126.3427 | 71.864 | 42.0644 | 36.7369 | 156.4067 | 141.3535 | 159.927 | 326.205 | 738.8978 | 1034.7696 | 1220.2216 | 1108.1082 | 540.2356 | 307.2872 | 179.8656 | 157.0854 | 1419.6511 | 6070.3632 | 0.70293
1529 | AC system | 5.4 T Liebert - Humidifier | ACU 003 | Cooling 3 |  |  | 3 | 13.3 | 208.0 |  | 6.422983048335850 | 0.75 | 0.87 | 0.758 | 2.724 |  | 0.34869 | All Day | 24.0 | 36.5782 | 33.0578 | 37.4015 | 76.2882 | 172.803 | 241.9973 | 285.3682 | 259.1487 | 126.3427 | 71.864 | 42.0644 | 36.7369 | 99.6388 | 90.0491 | 101.8814 | 207.8087 | 470.7143 | 659.1992 | 777.3413 | 705.9195 | 344.1567 | 195.7571 | 114.5832 | 100.0711 | 1419.6511 | 3867.1204 | 0.4478
1530 | AC system | 5.4 T Liebert - Reheat | ACU 003 | Cooling 3 |  |  | 3 | 41.6 | 208.0 |  | 20.089931940659500 | 0.75 | 0.90412 | 0.79925 | 8.9838 |  | 0.34869 | All Day | 24.0 | 36.5782 | 33.0578 | 37.4015 | 76.2882 | 172.803 | 241.9973 | 285.3682 | 259.1487 | 126.3427 | 71.864 | 42.0644 | 36.7369 | 328.6121 | 296.9851 | 336.0083 | 685.36 | 1552.4318 | 2174.0613 | 2563.6979 | 2328.1465 | 1135.0405 | 645.6136 | 377.8994 | 330.038 | 1419.6511 | 12753.8945 | 1.4769
1531 | AC system | 5.4 T Liebert - Compressor | ACU 003 | Cooling 3 |  |  | 3 | 20.7 | 208.0 |  | 9.996672864703160 | 0.75 | 0.8825 | 0.7645 | 4.276 |  | 0.34869 | All Day | 24.0 | 36.5782 | 33.0578 | 37.4015 | 76.2882 | 172.803 | 241.9973 | 285.3682 | 259.1487 | 126.3427 | 71.864 | 42.0644 | 36.7369 | 156.4067 | 141.3535 | 159.927 | 326.205 | 738.8978 | 1034.7696 | 1220.2216 | 1108.1082 | 540.2356 | 307.2872 | 179.8656 | 157.0854 | 1419.6511 | 6070.3632 | 0.70293
1532 | AC system | 20 T Liebert - Compressor 1 | ACU 006 | Cooling 3 |  |  | 3 | 36 | 208.0 |  | 17.38551802557070 | 0.75 | 0.90012 | 0.7965 | 7.7477 |  | 0.34869 | All Day | 24.0 | 36.5782 | 33.0578 | 37.4015 | 76.2882 | 172.803 | 241.9973 | 285.3682 | 259.1487 | 126.3427 | 71.864 | 42.0644 | 36.7369 | 283.3974 | 256.1221 | 289.7759 | 591.0593 | 1338.8281 | 1874.9258 | 2210.9512 | 2007.81 | 978.867 | 556.7817 | 325.9031 | 284.6271 | 1419.6511 | 10999.0487 | 1.2737
1533 | AC system | 20 T Liebert - Compressor 2 | ACU 006 | Cooling 3 |  |  | 3 | 36 | 208.0 |  | 17.38551802557070 | 0.75 | 0.90012 | 0.7965 | 7.7477 |  | 0.34869 | All Day | 24.0 | 36.5782 | 33.0578 | 37.4015 | 76.2882 | 172.803 | 241.9973 | 285.3682 | 259.1487 | 126.3427 | 71.864 | 42.0644 | 36.7369 | 283.3974 | 256.1221 | 289.7759 | 591.0593 | 1338.8281 | 1874.9258 | 2210.9512 | 2007.81 | 978.867 | 556.7817 | 325.9031 | 284.6271 | 1419.6511 | 10999.0487 | 1.2737
1534 | AC system | Condenser Air Cooled - 3 fans | ACC-006 | Cooling 3 | 2.25 |  | 3 |  | 575.0 |  | 2.25 | 0.75 | 0.845 | 0.702 | 1.4898 |  | 0.34869 | All Day | 24.0 | 36.5782 | 33.0578 | 37.4015 | 76.2882 | 172.803 | 241.9973 | 285.3682 | 259.1487 | 126.3427 | 71.864 | 42.0644 | 36.7369 | 54.4939 | 49.2492 | 55.7205 | 113.6537 | 257.4407 | 360.5259 | 425.1396 | 386.078 | 188.2245 | 107.0625 | 62.6673 | 54.7304 | 1419.6511 | 2114.9861 | 0.24491
1535 | AC system | 20 T Liebert - Humidifier | ACU-103 | Cooling 3 |  |  | 3 | 26.6 | 208.0 |  | 12.845966096671700 | 0.75 | 0.89338 | 0.78375 | 5.6331 |  | 0.34869 | All Day | 24.0 | 36.5782 | 33.0578 | 37.4015 | 76.2882 | 172.803 | 241.9973 | 285.3682 | 259.1487 | 126.3427 | 71.864 | 42.0644 | 36.7369 | 206.0472 | 186.2164 | 210.6848 | 429.7362 | 973.4098 | 1363.1856 | 1607.4966 | 1459.8006 | 711.6961 | 404.8143 | 236.9515 | 206.9413 | 1419.6511 | 7996.9805 | 0.92602
1536 | AC system | 20 T Liebert - Reheat | ACU-103 | Cooling 3 |  |  | 3 | 79.1 | 208.0 |  | 38.199846550629000 | 0.75 | 0.91612 | 0.809 | 17.2906 |  | 0.34869 | All Day | 24.0 | 36.5782 | 33.0578 | 37.4015 | 76.2882 | 172.803 | 241.9973 | 285.3682 | 259.1487 | 126.3427 | 71.864 | 42.0644 | 36.7369 | 632.4592 | 571.5888 | 646.6943 | 1319.0699 | 2987.869 | 4184.2807 | 4934.1901 | 4480.839 | 2184.542 | 1242.5723 | 727.3195 | 635.2037 | 1419.6511 | 24546.6285 | 2.8424
1537 | AC system | 20 T Liebert - Compressor 1 | ACU-103 | Cooling 3 |  |  | 3 | 39.4 | 208.0 |  | 19.027483616874600 | 0.75 | 0.90012 | 0.7965 | 8.4794 |  | 0.34869 | All Day | 24.0 | 36.5782 | 33.0578 | 37.4015 | 76.2882 | 172.803 | 241.9973 | 285.3682 | 259.1487 | 126.3427 | 71.864 | 42.0644 | 36.7369 | 310.1627 | 280.3114 | 317.1437 | 646.8816 | 1465.273 | 2052.0022 | 2419.7633 | 2197.4365 | 1071.3155 | 609.3666 | 356.6828 | 311.5086 | 1419.6511 | 12037.8478 | 1.3939
1538 | AC system | 20 T Liebert - Compressor 2 | ACU-103 | Cooling 3 |  |  | 3 | 39.4 | 208.0 |  | 19.027483616874600 | 0.75 | 0.90012 | 0.7965 | 8.4794 |  | 0.34869 | All Day | 24.0 | 36.5782 | 33.0578 | 37.4015 | 76.2882 | 172.803 | 241.9973 | 285.3682 | 259.1487 | 126.3427 | 71.864 | 42.0644 | 36.7369 | 310.1627 | 280.3114 | 317.1437 | 646.8816 | 1465.273 | 2052.0022 | 2419.7633 | 2197.4365 | 1071.3155 | 609.3666 | 356.6828 | 311.5086 | 1419.6511 | 12037.8478 | 1.3939
1539 | AC system | Condenser Air Cooled | ACC-103 | Cooling 3 | 2.25 |  | 3 |  | 208.0 |  | 2.25 | 0.75 | 0.845 | 0.702 | 1.4898 |  | 0.34869 | All Day | 24.0 | 36.5782 | 33.0578 | 37.4015 | 76.2882 | 172.803 | 241.9973 | 285.3682 | 259.1487 | 126.3427 | 71.864 | 42.0644 | 36.7369 | 54.4939 | 49.2492 | 55.7205 | 113.6537 | 257.4407 | 360.5259 | 425.1396 | 386.078 | 188.2245 | 107.0625 | 62.6673 | 54.7304 | 1419.6511 | 2114.9861 | 0.24491
1540 | AC system | 20 T Liebert - Humidifier | ACU-104 | Cooling 3 |  |  | 3 | 26.6 | 208.0 |  | 12.845966096671700 | 0.75 | 0.89338 | 0.78375 | 5.6331 |  | 0.34869 | All Day | 24.0 | 36.5782 | 33.0578 | 37.4015 | 76.2882 | 172.803 | 241.9973 | 285.3682 | 259.1487 | 126.3427 | 71.864 | 42.0644 | 36.7369 | 206.0472 | 186.2164 | 210.6848 | 429.7362 | 973.4098 | 1363.1856 | 1607.4966 | 1459.8006 | 711.6961 | 404.8143 | 236.9515 | 206.9413 | 1419.6511 | 7996.9805 | 0.92602
1541 | AC system | 20 T Liebert - Reheat | ACU-104 | Cooling 3 |  |  | 3 | 79.1 | 208.0 |  | 38.199846550629000 | 0.75 | 0.91612 | 0.809 | 17.2906 |  | 0.34869 | All Day | 24.0 | 36.5782 | 33.0578 | 37.4015 | 76.2882 | 172.803 | 241.9973 | 285.3682 | 259.1487 | 126.3427 | 71.864 | 42.0644 | 36.7369 | 632.4592 | 571.5888 | 646.6943 | 1319.0699 | 2987.869 | 4184.2807 | 4934.1901 | 4480.839 | 2184.542 | 1242.5723 | 727.3195 | 635.2037 | 1419.6511 | 24546.6285 | 2.8424
1542 | AC system | 20 T Liebert - Compressor 1 | ACU-104 | Cooling 3 |  |  | 3 | 39.4 | 208.0 |  | 19.027483616874600 | 0.75 | 0.90012 | 0.7965 | 8.4794 |  | 0.34869 | All Day | 24.0 | 36.5782 | 33.0578 | 37.4015 | 76.2882 | 172.803 | 241.9973 | 285.3682 | 259.1487 | 126.3427 | 71.864 | 42.0644 | 36.7369 | 310.1627 | 280.3114 | 317.1437 | 646.8816 | 1465.273 | 2052.0022 | 2419.7633 | 2197.4365 | 1071.3155 | 609.3666 | 356.6828 | 311.5086 | 1419.6511 | 12037.8478 | 1.3939
1543 | AC system | 20 T Liebert - Compressor 2 | ACU-104 | Cooling 3 |  |  | 3 | 39.4 | 208.0 |  | 19.027483616874600 | 0.75 | 0.90012 | 0.7965 | 8.4794 |  | 0.34869 | All Day | 24.0 | 36.5782 | 33.0578 | 37.4015 | 76.2882 | 172.803 | 241.9973 | 285.3682 | 259.1487 | 126.3427 | 71.864 | 42.0644 | 36.7369 | 310.1627 | 280.3114 | 317.1437 | 646.8816 | 1465.273 | 2052.0022 | 2419.7633 | 2197.4365 | 1071.3155 | 609.3666 | 356.6828 | 311.5086 | 1419.6511 | 12037.8478 | 1.3939
1544 | AC system | Condenser Air Cooled - 3 fans | ACC-104 | Cooling 3 | 2.25 |  | 3 |  | 208.0 |  | 2.25 | 0.75 | 0.845 | 0.702 | 1.4898 |  | 0.34869 | All Day | 24.0 | 36.5782 | 33.0578 | 37.4015 | 76.2882 | 172.803 | 241.9973 | 285.3682 | 259.1487 | 126.3427 | 71.864 | 42.0644 | 36.7369 | 54.4939 | 49.2492 | 55.7205 | 113.6537 | 257.4407 | 360.5259 | 425.1396 | 386.078 | 188.2245 | 107.0625 | 62.6673 | 54.7304 | 1419.6511 | 2114.9861 | 0.24491
1545 | AC system | Condensing Unit - Fan x 6 | CU 103 | Cooling 3 | 6 |  | 3 |  | 200.0 |  | 6.0 | 0.75 | 0.87 | 0.758 | 3.8586 |  | 0.34869 | All Day | 24.0 | 36.5782 | 33.0578 | 37.4015 | 76.2882 | 172.803 | 241.9973 | 285.3682 | 259.1487 | 126.3427 | 71.864 | 42.0644 | 36.7369 | 141.1414 | 127.5574 | 144.3181 | 294.3674 | 666.7813 | 933.7759 | 1101.1278 | 999.9567 | 487.5086 | 277.2959 | 162.3107 | 141.7539 | 1419.6511 | 5477.8951 | 0.63432
1546 | AC system | Condensing Unit - Compressor A | CU 103 | Cooling 3 |  |  | 3 | 60.5 | 200.0 |  | 28.093585484696300 | 0.75 | 0.9115 | 0.80375 | 12.6336 |  | 0.34869 | All Day | 24.0 | 36.5782 | 33.0578 | 37.4015 | 76.2882 | 172.803 | 241.9973 | 285.3682 | 259.1487 | 126.3427 | 71.864 | 42.0644 | 36.7369 | 462.1155 | 417.6397 | 472.5166 | 963.7975 | 2183.1298 | 3057.3055 | 3605.2376 | 3273.99 | 1596.1673 | 907.9035 | 531.4265 | 464.1208 | 1419.6511 | 17935.3504 | 2.0769
1547 | AC system | Condensing Unit - Compressor B | CU 103 | Cooling 3 |  |  | 3 | 60.5 | 200.0 |  | 28.093585484696300 | 0.75 | 0.9115 | 0.80375 | 12.6336 |  | 0.34869 | All Day | 24.0 | 36.5782 | 33.0578 | 37.4015 | 76.2882 | 172.803 | 241.9973 | 285.3682 | 259.1487 | 126.3427 | 71.864 | 42.0644 | 36.7369 | 462.1155 | 417.6397 | 472.5166 | 963.7975 | 2183.1298 | 3057.3055 | 3605.2376 | 3273.99 | 1596.1673 | 907.9035 | 531.4265 | 464.1208 | 1419.6511 | 17935.3504 | 2.0769
1548 | AC system | Condensing Unit - Compressor C | CU 103 | Cooling 3 |  |  | 3 | 60.5 | 200.0 |  | 28.093585484696300 | 0.75 | 0.9115 | 0.80375 | 12.6336 |  | 0.34869 | All Day | 24.0 | 36.5782 | 33.0578 | 37.4015 | 76.2882 | 172.803 | 241.9973 | 285.3682 | 259.1487 | 126.3427 | 71.864 | 42.0644 | 36.7369 | 462.1155 | 417.6397 | 472.5166 | 963.7975 | 2183.1298 | 3057.3055 | 3605.2376 | 3273.99 | 1596.1673 | 907.9035 | 531.4265 | 464.1208 | 1419.6511 | 17935.3504 | 2.0769
1549 | AC system | Condensing Unit - Compressor D | CU 103 | Cooling 3 |  |  | 3 | 60.5 | 200.0 |  | 28.093585484696300 | 0.75 | 0.9115 | 0.80375 | 12.6336 |  | 0.34869 | All Day | 24.0 | 36.5782 | 33.0578 | 37.4015 | 76.2882 | 172.803 | 241.9973 | 285.3682 | 259.1487 | 126.3427 | 71.864 | 42.0644 | 36.7369 | 462.1155 | 417.6397 | 472.5166 | 963.7975 | 2183.1298 | 3057.3055 | 3605.2376 | 3273.99 | 1596.1673 | 907.9035 | 531.4265 | 464.1208 | 1419.6511 | 17935.3504 | 2.0769
1550 | AC system | Sanyo C3622 |  | Cooling 1 |  |  | 1 | 15.5 | 230.0 |  | 4.778820375335120 | 0.75 | 0.75 | 0.845 | 2.2593 |  | 0.3 | All Day | 24.0 | 0 | 0 | 22.32 | 64.8 | 133.92 | 108 | 62.496 | 53.568 | 32.4 | 22.32 | 0 | 0 | 0 | 0 | 50.428 | 146.4039 | 302.568 | 244.0064 | 141.1984 | 121.0272 | 73.2019 | 50.428 | 0 | 0 | 499.824 | 1129.2617 | 0.37309
1551 | AC system | Sanyo C3622 |  | Cooling 1 |  |  | 1 | 15.5 | 230.0 |  | 4.778820375335120 | 0.75 | 0.75 | 0.845 | 2.2593 |  | 0.3 | All Day | 24.0 | 0 | 0 | 22.32 | 64.8 | 133.92 | 108 | 62.496 | 53.568 | 32.4 | 22.32 | 0 | 0 | 0 | 0 | 50.428 | 146.4039 | 302.568 | 244.0064 | 141.1984 | 121.0272 | 73.2019 | 50.428 | 0 | 0 | 499.824 | 1129.2617 | 0.37309
1552 | AC system | 160 x AC Units |  | Cooling 1 |  | 0.5 |  |  |  |  | 0.6702412868632710 | 0.75 | 0.75 | 0.7 | 80 |  | 0.3 | All Day | 24.0 | 0 | 0 | 22.32 | 64.8 | 133.92 | 108 | 62.496 | 53.568 | 32.4 | 22.32 | 0 | 0 | 0 | 0 | 1785.6 | 5184 | 10713.6 | 8640 | 4999.68 | 4285.44 | 2592 | 1785.6 | 0 | 0 | 499.824 | 39985.92 | 13.2107
1553 | AC system | Chiller compressor | CH-1 | Cooling 1 |  |  | 3 |  | 575.0 | 117 | 156.1980135109870 | 0.75 | 0.9435 | 0.82175 | 95.7534 |  | 0.4 | Chiller/Bot | 7.214285714285710 | 0 | 0 | 0 | 0 | 0 | 0 | 89.4571 | 89.4571 | 86.5714 | 0 | 0 | 0 | 0 | 0 | 0 | 0 | 0 | 0 | 8565.8225 | 8565.8225 | 8289.5056 | 0 | 0 | 0 | 265.4857 | 25421.1506 | 7.3695
1554 | AC system | Chiller Condensing Unit | ACC-1 | Cooling 1 | 8.0 | [5 empty] | 8.0 | 0.75 | 0.8825 | 0.7645 | 5.072 |  | 0.4 | Chiller/Bot | 7.214285714285710 | 0 | 0 | 0 | 0 | 0 | 0 | 89.4571 | 89.4571 | 86.5714 | 0 | 0 | 0 | 0 | 0 | 0 | 0 | 0 | 0 | 453.7226 | 453.7226 | 439.0864 | 0 | 0 | 0 | 265.4857 | 1346.5315 | 0.39036
1555 | AC system | Chiller Condensing Unit | ACC-2 | Cooling 1 | 8.0 | [5 empty] | 8.0 | 0.75 | 0.8825 | 0.7645 | 5.072 |  | 0.4 | Chiller/Bot | 7.214285714285710 | 0 | 0 | 0 | 0 | 0 | 0 | 89.4571 | 89.4571 | 86.5714 | 0 | 0 | 0 | 0 | 0 | 0 | 0 | 0 | 0 | 453.7226 | 453.7226 | 439.0864 | 0 | 0 | 0 | 265.4857 | 1346.5315 | 0.39036
1556 | AC system | Condensing Unit - Fan x 4 | CU-1 | Cooling 2 | 4 |  | 3 |  | 200.0 |  | 4.0 | 0.75 | 0.86 | 0.71525 | 2.6023 |  | 0.1 | All Day | 24.0 | 0 | 0 | 37.2 | 36 | 52.08 | 72 | 74.4 | 74.4 | 50.4 | 37.2 | 0 | 0 | 0 | 0 | 96.8065 | 93.6837 | 135.5291 | 187.3674 | 193.613 | 193.613 | 131.1572 | 96.8065 | 0 | 0 | 433.68 | 1128.5766 | 0.13069
1557 | AC system | Condensing Unit | CU-1 | Cooling 2 |  |  | 3 | 41.4 | 200.0 |  | 19.224370893659900 | 0.75 | 0.90012 | 0.7965 | 8.5672 |  | 0.1 | All Day | 24.0 | 0 | 0 | 37.2 | 36 | 52.08 | 72 | 74.4 | 74.4 | 50.4 | 37.2 | 0 | 0 | 0 | 0 | 318.6992 | 308.4186 | 446.1789 | 616.8371 | 637.3984 | 637.3984 | 431.786 | 318.6992 | 0 | 0 | 433.68 | 3715.4156 | 0.43023
1558 | AC system | Condensing Unit | CU-1 | Cooling 2 |  |  | 3 | 41.4 | 200.0 |  | 19.224370893659900 | 0.75 | 0.90012 | 0.7965 | 8.5672 |  | 0.1 | All Day | 24.0 | 0 | 0 | 37.2 | 36 | 52.08 | 72 | 74.4 | 74.4 | 50.4 | 37.2 | 0 | 0 | 0 | 0 | 318.6992 | 308.4186 | 446.1789 | 616.8371 | 637.3984 | 637.3984 | 431.786 | 318.6992 | 0 | 0 | 433.68 | 3715.4156 | 0.43023
1559 | AC system | Condensing Unit | CU-1 | Cooling 2 |  |  | 3 | 41.4 | 200.0 |  | 19.224370893659900 | 0.75 | 0.90012 | 0.7965 | 8.5672 |  | 0.1 | All Day | 24.0 | 0 | 0 | 37.2 | 36 | 52.08 | 72 | 74.4 | 74.4 | 50.4 | 37.2 | 0 | 0 | 0 | 0 | 318.6992 | 308.4186 | 446.1789 | 616.8371 | 637.3984 | 637.3984 | 431.786 | 318.6992 | 0 | 0 | 433.68 | 3715.4156 | 0.43023
1560 | AC system | Condensing Unit | CU-1 | Cooling 2 |  |  | 3 | 41.4 | 200.0 |  | 19.224370893659900 | 0.75 | 0.90012 | 0.7965 | 8.5672 |  | 0.1 | All Day | 24.0 | 0 | 0 | 37.2 | 36 | 52.08 | 72 | 74.4 | 74.4 | 50.4 | 37.2 | 0 | 0 | 0 | 0 | 318.6992 | 308.4186 | 446.1789 | 616.8371 | 637.3984 | 637.3984 | 431.786 | 318.6992 | 0 | 0 | 433.68 | 3715.4156 | 0.43023
1561 | AC system | Condensing Unit - Fan x 4 | CU-2 | Cooling 2 | 4 |  | 3 |  | 200.0 |  | 4.0 | 0.75 | 0.86 | 0.71525 | 2.6023 |  | 0.1 | All Day | 24.0 | 0 | 0 | 37.2 | 36 | 52.08 | 72 | 74.4 | 74.4 | 50.4 | 37.2 | 0 | 0 | 0 | 0 | 96.8065 | 93.6837 | 135.5291 | 187.3674 | 193.613 | 193.613 | 131.1572 | 96.8065 | 0 | 0 | 433.68 | 1128.5766 | 0.13069
1562 | AC system | Condensing Unit - Compressor 1A | CU-2 | Cooling 2 |  |  | 3 | 41.4 | 200.0 |  | 19.224370893659900 | 0.75 | 0.90012 | 0.7965 | 8.5672 |  | 0.1 | All Day | 24.0 | 0 | 0 | 37.2 | 36 | 52.08 | 72 | 74.4 | 74.4 | 50.4 | 37.2 | 0 | 0 | 0 | 0 | 318.6992 | 308.4186 | 446.1789 | 616.8371 | 637.3984 | 637.3984 | 431.786 | 318.6992 | 0 | 0 | 433.68 | 3715.4156 | 0.43023
1563 | AC system | Condensing Unit - Compressor 1B | CU-2 | Cooling 2 |  |  | 3 | 41.4 | 200.0 |  | 19.224370893659900 | 0.75 | 0.90012 | 0.7965 | 8.5672 |  | 0.1 | All Day | 24.0 | 0 | 0 | 37.2 | 36 | 52.08 | 72 | 74.4 | 74.4 | 50.4 | 37.2 | 0 | 0 | 0 | 0 | 318.6992 | 308.4186 | 446.1789 | 616.8371 | 637.3984 | 637.3984 | 431.786 | 318.6992 | 0 | 0 | 433.68 | 3715.4156 | 0.43023
1564 | AC system | Condensing Unit - Compressor 2A | CU-2 | Cooling 2 |  |  | 3 | 41.4 | 200.0 |  | 19.224370893659900 | 0.75 | 0.90012 | 0.7965 | 8.5672 |  | 0.1 | All Day | 24.0 | 0 | 0 | 37.2 | 36 | 52.08 | 72 | 74.4 | 74.4 | 50.4 | 37.2 | 0 | 0 | 0 | 0 | 318.6992 | 308.4186 | 446.1789 | 616.8371 | 637.3984 | 637.3984 | 431.786 | 318.6992 | 0 | 0 | 433.68 | 3715.4156 | 0.43023
1565 | AC system | Condensing Unit - Compressor 2B | CU-2 | Cooling 2 |  |  | 3 | 41.4 | 200.0 |  | 19.224370893659900 | 0.75 | 0.90012 | 0.7965 | 8.5672 |  | 0.1 | All Day | 24.0 | 0 | 0 | 37.2 | 36 | 52.08 | 72 | 74.4 | 74.4 | 50.4 | 37.2 | 0 | 0 | 0 | 0 | 318.6992 | 308.4186 | 446.1789 | 616.8371 | 637.3984 | 637.3984 | 431.786 | 318.6992 | 0 | 0 | 433.68 | 3715.4156 | 0.43023
1566 | Heat pump | Compressor | HPWA-02 | Heat Pump |  |  | 3 | 15.4 | 575.0 |  | 20.559396650164100 | 0.75 | 0.90412 | 0.79925 | 9.1938 |  | 0.8 | All Day | 24.0 | 535.68 | 376.32 | 357.12 | 345.6 | 297.6 | 403.2 | 416.64 | 416.64 | 403.2 | 535.68 | 576 | 595.2 | 4924.9127 | 3459.7953 | 3283.2751 | 3177.363 | 2736.0626 | 3706.9235 | 3830.4876 | 3830.4876 | 3706.9235 | 4924.9127 | 5295.605 | 5472.1252 | 5258.88 | 48348.8738 | 8.0414
1567 | Heat pump | Compressor | HP-2 | Heat Pump |  |  | 3 | 32 | 575.0 |  | 42.720824208133200 | 0.75 | 0.92175 | 0.80875 | 19.331 |  | 0.8 | All Day | 24.0 | 535.68 | 376.32 | 357.12 | 345.6 | 297.6 | 403.2 | 416.64 | 416.64 | 403.2 | 535.68 | 576 | 595.2 | 10355.2226 | 7274.6367 | 6903.4817 | 6680.7888 | 5752.9014 | 7794.2536 | 8054.062 | 8054.062 | 7794.2536 | 10355.2226 | 11134.648 | 11505.8029 | 5258.88 | 101659.3359 | 16.908
1568 | Pump | Hot Water Pump |  | Heating 1 |  | 0.215 | 1 |  | 115.0 | 2.15 | 0.2882037533512060 | 0.75 | 0.75 | 0.67 | 0.215 |  | 0.5 | All Day | 24.0 | 334.8 | 336 | 260.4 | 216 | 148.8 | 90 | 7.44 | 186 | 0 | 74.4 | 180 | 297.6 | 71.982 | 72.24 | 55.986 | 46.44 | 31.992 | 19.35 | 1.5996 | 39.99 | 0 | 15.996 | 38.7 | 63.984 | 2131.44 | 458.2596 | 1.3295
1569 | Pump | Hot Water Pump |  | Heating 1 |  | 0.215 | 1 |  | 115.0 | 2.15 | 0.2882037533512060 | 0.75 | 0.75 | 0.67 | 0.215 |  | 0.5 | All Day | 24.0 | 334.8 | 336 | 260.4 | 216 | 148.8 | 90 | 7.44 | 186 | 0 | 74.4 | 180 | 297.6 | 71.982 | 72.24 | 55.986 | 46.44 | 31.992 | 19.35 | 1.5996 | 39.99 | 0 | 15.996 | 38.7 | 63.984 | 2131.44 | 458.2596 | 1.3295
1570 | Pump | Hot Water Pump |  | Heating 1 |  |  | 1 |  | 115.0 | 1.8 | 0.27747989276139400 | 0.75 | 0.75 | 0.67 | 0.13869 |  | 0.5 | All Day | 24.0 | 334.8 | 336 | 260.4 | 216 | 148.8 | 90 | 7.44 | 186 | 0 | 74.4 | 180 | 297.6 | 46.4334 | 46.5998 | 36.1149 | 29.957 | 20.6371 | 12.4821 | 1.0319 | 25.7963 | 0 | 10.3185 | 24.9642 | 41.2741 | 2131.44 | 295.6094 | 0.85762
1571 | Pump | Hot Water Pump |  | Heating 1 |  |  | 1 |  | 115.0 | 0.74 | 0.11407506702412900 | 0.75 | 0.75 | 0.67 | 0.057017 |  | 0.5 | All Day | 24.0 | 334.8 | 336 | 260.4 | 216 | 148.8 | 90 | 7.44 | 186 | 0 | 74.4 | 180 | 297.6 | 19.0893 | 19.1577 | 14.8472 | 12.3157 | 8.4841 | 5.1315 | 0.42421 | 10.6052 | 0 | 4.2421 | 10.2631 | 16.9683 | 2131.44 | 121.5283 | 0.35258
1572 | AC system | Compressor (x4) |  | Cooling 1 | 188.0 | [5 empty] | 188.0 | 0.75 | 0.94588 | 0.82175 | 111.205 |  | 0.22 | All Day | 24.0 | 0 | 14.784 | 16.368 | 63.36 | 81.84 | 110.88 | 163.68 | 147.312 | 102.96 | 73.656 | 47.52 | 0 | 0 | 1644.0543 | 1820.2029 | 7045.9468 | 9101.0147 | 12330.407 | 18202.0293 | 16381.8264 | 11449.6636 | 8190.9132 | 5284.4601 | 0 | 822.36 | 91450.5183 | 36.5315
1573 | AC system | Compressor | AC-1 | Cooling 1 |  |  | 1 | 14.4 | 208.0 |  | 4.015013404825740 | 0.75 | 0.75 | 0.845 | 1.8982 |  | 0.3 | MUA | 15.428571428571400 | 0 | 0 | 0 | 83.3143 | 100.44 | 138.8571 | 57.3943 | 43.0457 | 41.6571 | 0 | 0 | 0 | 0 | 0 | 0 | 158.1478 | 190.656 | 263.5797 | 108.9463 | 81.7097 | 79.0739 | 0 | 0 | 0 | 464.7086 | 882.1135 | 0.20655
1574 | AC system | Compressor | AC-2 | Cooling 1 |  |  | 1 | 14.4 | 208.0 |  | 4.015013404825740 | 0.75 | 0.75 | 0.845 | 1.8982 |  | 0.3 | MUA | 15.428571428571400 | 0 | 0 | 0 | 83.3143 | 100.44 | 138.8571 | 57.3943 | 43.0457 | 41.6571 | 0 | 0 | 0 | 0 | 0 | 0 | 158.1478 | 190.656 | 263.5797 | 108.9463 | 81.7097 | 79.0739 | 0 | 0 | 0 | 464.7086 | 882.1135 | 0.20655
1575 | AC system | Compressor | AC-3 | Cooling 1 |  |  | 1 | 14.4 | 208.0 |  | 4.015013404825740 | 0.75 | 0.75 | 0.845 | 1.8982 |  | 0.3 | MUA | 15.428571428571400 | 0 | 0 | 0 | 83.3143 | 100.44 | 138.8571 | 57.3943 | 43.0457 | 41.6571 | 0 | 0 | 0 | 0 | 0 | 0 | 158.1478 | 190.656 | 263.5797 | 108.9463 | 81.7097 | 79.0739 | 0 | 0 | 0 | 464.7086 | 882.1135 | 0.20655
1576 | AC system | Compressor | AC-4 | Cooling 1 |  |  | 1 | 14.4 | 208.0 |  | 4.015013404825740 | 0.75 | 0.75 | 0.845 | 1.8982 |  | 0.3 | MUA | 15.428571428571400 | 0 | 0 | 0 | 83.3143 | 100.44 | 138.8571 | 57.3943 | 43.0457 | 41.6571 | 0 | 0 | 0 | 0 | 0 | 0 | 158.1478 | 190.656 | 263.5797 | 108.9463 | 81.7097 | 79.0739 | 0 | 0 | 0 | 464.7086 | 882.1135 | 0.20655
1577 | AC system | Compressor | AC-5 | Cooling 1 |  |  | 1 | 9.8 | 208.0 |  | 2.7324396782841800 | 0.75 | 0.75 | 0.745 | 1.139 |  | 0.3 | MUA | 15.428571428571400 | 0 | 0 | 0 | 83.3143 | 100.44 | 138.8571 | 57.3943 | 43.0457 | 41.6571 | 0 | 0 | 0 | 0 | 0 | 0 | 94.8913 | 114.3967 | 158.1522 | 65.3696 | 49.0272 | 47.4457 | 0 | 0 | 0 | 464.7086 | 529.2826 | 0.12394
1578 | AC system | Chiller | CH-1 | Cooling 1 |  |  | 3 | 244 | 600.0 |  | 339.90916652558100 | 0.75 | 0.94963 | 0.835 | 158.7996 |  | 0.5 | CHW System | 8.314285714285720 | 0 | 11.64 | 12.8871 | 37.4143 | 38.6614 | 37.4143 | 128.8714 | 103.0971 | 124.7143 | 38.6614 | 12.4714 | 0 | 0 | 1848.4275 | 2046.4733 | 5941.3741 | 6139.4199 | 5941.3741 | 20464.7331 | 16371.7865 | 19804.5805 | 6139.4199 | 1980.458 | 0 | 545.8329 | 86678.0471 | 10.6758
1579 | AC system | Air Cooled Condensing Unit |  | Cooling 1 |  | 3.517 |  |  |  |  | 4.714477211796250 | 0.75 | 0.86 | 0.71525 | 3.0672 |  | 0.5 | CHW System | 8.314285714285720 | 0 | 11.64 | 12.8871 | 37.4143 | 38.6614 | 37.4143 | 128.8714 | 103.0971 | 124.7143 | 38.6614 | 12.4714 | 0 | 0 | 35.7016 | 39.5268 | 114.7553 | 118.5804 | 114.7553 | 395.2682 | 316.2145 | 382.5176 | 118.5804 | 38.2518 | 0 | 545.8329 | 1674.1519 | 0.2062
1580 | AC system | Air Cooled Condensing Unit |  | Cooling 1 |  | 3.517 |  |  |  |  | 4.714477211796250 | 0.75 | 0.86 | 0.71525 | 3.0672 |  | 0.5 | CHW System | 8.314285714285720 | 0 | 11.64 | 12.8871 | 37.4143 | 38.6614 | 37.4143 | 128.8714 | 103.0971 | 124.7143 | 38.6614 | 12.4714 | 0 | 0 | 35.7016 | 39.5268 | 114.7553 | 118.5804 | 114.7553 | 395.2682 | 316.2145 | 382.5176 | 118.5804 | 38.2518 | 0 | 545.8329 | 1674.1519 | 0.2062
1581 | Ventilation | Supply fan | AHU-2 | Uniform |  |  | 3 | 5.2 | 208.0 |  | 2.5112414925824400 | 0.75 | 0.845 | 0.702 | 0.98634 |  | 0.5 | Occupied | 10.428571428571400 | 161.6429 | 146 | 161.6429 | 156.4286 | 161.6429 | 156.4286 | 161.6429 | 161.6429 | 156.4286 | 161.6429 | 156.4286 | 161.6429 | 159.4345 | 144.0053 | 159.4345 | 154.2914 | 159.4345 | 154.2914 | 159.4345 | 159.4345 | 154.2914 | 159.4345 | 154.2914 | 159.4345 | 1903.2143 | 1877.2122 | 3.8846
1582 | Ventilation | Supply Fan | FCU-302 | University |  |  | 3 |  | 480.0 | 3.5 | 3.900596992916510 | 0.75 | 0.86 | 0.71525 | 2.0813 |  | 1 | FCU-302 | 15.571428571428600 | 434.4429 | 436 | 482.7143 | 467.1429 | 434.4429 | 420.4286 | 386.1714 | 386.1714 | 467.1429 | 482.7143 | 467.1429 | 482.7143 | 904.1915 | 907.4324 | 1004.6573 | 972.249 | 904.1915 | 875.0241 | 803.7258 | 803.7258 | 972.249 | 1004.6573 | 972.249 | 1004.6573 | 5347.2286 | 11129.0098 | 1.2341
1583 | Ventilation | Supply Fan | FCU-302 | University |  |  | 3 |  | 480.0 | 3.5 | 3.900596992916510 | 0.75 | 0.86 | 0.71525 | 2.0813 |  | 1 | FCU-302 | 15.571428571428600 | 434.4429 | 436 | 482.7143 | 467.1429 | 434.4429 | 420.4286 | 386.1714 | 386.1714 | 467.1429 | 482.7143 | 467.1429 | 482.7143 | 904.1915 | 907.4324 | 1004.6573 | 972.249 | 904.1915 | 875.0241 | 803.7258 | 803.7258 | 972.249 | 1004.6573 | 972.249 | 1004.6573 | 5347.2286 | 11129.0098 | 1.2042
1584 | Pump | Circ Pump |  | Heating 1 |  |  | 3 |  | 277.0 | 15 | 9.647012205695290 | 0.75 | 0.8825 | 0.7645 | 5.5019 |  | 1 | All Day | 24.0 | 744 | 672 | 595.2 | 576 | 446.4 | 0 | 0 | 0 | 216 | 431.52 | 720 | 744 | 4093.3802 | 3697.2466 | 3274.7041 | 3169.0685 | 2456.0281 | 0 | 0 | 0 | 1188.4007 | 2374.1605 | 3961.3356 | 4093.3802 | 5145.12 | 28307.7045 | 3.1738
1585 | Pump | Circ Pump |  | Heating 1 |  |  | 3 |  | 277.0 | 15 | 9.647012205695290 | 0.75 | 0.8825 | 0.7645 | 5.5019 |  | 1 | All Day | 24.0 | 744 | 672 | 595.2 | 576 | 446.4 | 0 | 0 | 0 | 216 | 431.52 | 720 | 744 | 4093.3802 | 3697.2466 | 3274.7041 | 3169.0685 | 2456.0281 | 0 | 0 | 0 | 1188.4007 | 2374.1605 | 3961.3356 | 4093.3802 | 5145.12 | 28307.7045 | 3.1738
1586 | Heat pump | Compressor |  | Heat Pump |  |  | 1 |  | 208.0 | 0.93 | 0.2593029490616620 | 0.75 | 0.75 | 0.67 | 0.1296 |  | 1 | Occupied | 15.428571428571400 | 478.2857 | 432 | 382.6286 | 231.4286 | 334.8 | 370.2857 | 478.2857 | 478.2857 | 370.2857 | 286.9714 | 185.1429 | 478.2857 | 61.9881 | 55.9893 | 49.5905 | 29.9943 | 43.3917 | 47.9908 | 61.9881 | 61.9881 | 47.9908 | 37.1929 | 23.9954 | 61.9881 | 4506.6857 | 584.0881 | 0.13677
1587 | Heat pump | Compressor |  | Heat Pump |  |  | 1 |  | 208.0 | 0.75 | 0.20911528150134000 | 0.75 | 0.75 | 0.67 | 0.10452 |  | 1 | Occupied | 15.428571428571400 | 478.2857 | 432 | 382.6286 | 231.4286 | 334.8 | 370.2857 | 478.2857 | 478.2857 | 370.2857 | 286.9714 | 185.1429 | 478.2857 | 49.9904 | 45.1526 | 39.9923 | 24.1889 | 34.9933 | 38.7023 | 49.9904 | 49.9904 | 38.7023 | 29.9943 | 19.3511 | 49.9904 | 4506.6857 | 471.0388 | 0.1103
1588 | Heat pump | Compressor |  | Heat Pump |  |  | 1 |  | 208.0 | 0.75 | 0.20911528150134000 | 0.75 | 0.75 | 0.67 | 0.10452 |  | 1 | Occupied | 15.428571428571400 | 478.2857 | 432 | 382.6286 | 231.4286 | 334.8 | 370.2857 | 478.2857 | 478.2857 | 370.2857 | 286.9714 | 185.1429 | 478.2857 | 49.9904 | 45.1526 | 39.9923 | 24.1889 | 34.9933 | 38.7023 | 49.9904 | 49.9904 | 38.7023 | 29.9943 | 19.3511 | 49.9904 | 4506.6857 | 471.0388 | 0.1103
1589 | Heat pump | Compressor |  | Heat Pump |  |  | 1 |  | 208.0 | 0.75 | 0.20911528150134000 | 0.75 | 0.75 | 0.67 | 0.10452 |  | 1 | Occupied | 15.428571428571400 | 478.2857 | 432 | 382.6286 | 231.4286 | 334.8 | 370.2857 | 478.2857 | 478.2857 | 370.2857 | 286.9714 | 185.1429 | 478.2857 | 49.9904 | 45.1526 | 39.9923 | 24.1889 | 34.9933 | 38.7023 | 49.9904 | 49.9904 | 38.7023 | 29.9943 | 19.3511 | 49.9904 | 4506.6857 | 471.0388 | 0.1103
1590 | Heat pump | Compressor |  | Heat Pump |  |  | 1 |  | 208.0 | 0.84 | 0.23420911528150100 | 0.75 | 0.75 | 0.67 | 0.11706 |  | 1 | Occupied | 15.428571428571400 | 478.2857 | 432 | 382.6286 | 231.4286 | 334.8 | 370.2857 | 478.2857 | 478.2857 | 370.2857 | 286.9714 | 185.1429 | 478.2857 | 55.9893 | 50.571 | 44.7914 | 27.0916 | 39.1925 | 43.3465 | 55.9893 | 55.9893 | 43.3465 | 33.5936 | 21.6733 | 55.9893 | 4506.6857 | 527.5634 | 0.12353
1591 | Heat pump | Compressor |  | Heat Pump |  |  | 1 |  | 208.0 | 0.8 | 0.2230563002680970 | 0.75 | 0.75 | 0.67 | 0.11149 |  | 1 | Occupied | 15.428571428571400 | 478.2857 | 432 | 382.6286 | 231.4286 | 334.8 | 370.2857 | 478.2857 | 478.2857 | 370.2857 | 286.9714 | 185.1429 | 478.2857 | 53.3231 | 48.1628 | 42.6585 | 25.8015 | 37.3262 | 41.2824 | 53.3231 | 53.3231 | 41.2824 | 31.9939 | 20.6412 | 53.3231 | 4506.6857 | 502.4414 | 0.11765
1592 | Heat pump | Compressor |  | Heat Pump |  |  | 1 |  | 208.0 | 0.75 | 0.20911528150134000 | 0.75 | 0.75 | 0.67 | 0.10452 |  | 1 | Occupied | 15.428571428571400 | 478.2857 | 432 | 382.6286 | 231.4286 | 334.8 | 370.2857 | 478.2857 | 478.2857 | 370.2857 | 286.9714 | 185.1429 | 478.2857 | 49.9904 | 45.1526 | 39.9923 | 24.1889 | 34.9933 | 38.7023 | 49.9904 | 49.9904 | 38.7023 | 29.9943 | 19.3511 | 49.9904 | 4506.6857 | 471.0388 | 0.1103
1593 | Heat pump | Compressor |  | Heat Pump |  |  | 1 |  | 208.0 | 0.8 | 0.2230563002680970 | 0.75 | 0.75 | 0.67 | 0.11149 |  | 1 | Occupied | 15.428571428571400 | 478.2857 | 432 | 382.6286 | 231.4286 | 334.8 | 370.2857 | 478.2857 | 478.2857 | 370.2857 | 286.9714 | 185.1429 | 478.2857 | 53.3231 | 48.1628 | 42.6585 | 25.8015 | 37.3262 | 41.2824 | 53.3231 | 53.3231 | 41.2824 | 31.9939 | 20.6412 | 53.3231 | 4506.6857 | 502.4414 | 0.11765
1594 | Heat pump | Compressor |  | Heat Pump |  |  | 1 |  | 208.0 | 0.7 | 0.19517426273458400 | 0.75 | 0.75 | 0.67 | 0.097552 |  | 1 | Occupied | 15.428571428571400 | 478.2857 | 432 | 382.6286 | 231.4286 | 334.8 | 370.2857 | 478.2857 | 478.2857 | 370.2857 | 286.9714 | 185.1429 | 478.2857 | 46.6577 | 42.1425 | 37.3262 | 22.5763 | 32.6604 | 36.1221 | 46.6577 | 46.6577 | 36.1221 | 27.9946 | 18.0611 | 46.6577 | 4506.6857 | 439.6362 | 0.10294
1595 | Heat pump | Compressor |  | Heat Pump |  |  | 1 |  | 208.0 | 0.8 | 0.2230563002680970 | 0.75 | 0.75 | 0.67 | 0.11149 |  | 1 | Occupied | 15.428571428571400 | 478.2857 | 432 | 382.6286 | 231.4286 | 334.8 | 370.2857 | 478.2857 | 478.2857 | 370.2857 | 286.9714 | 185.1429 | 478.2857 | 53.3231 | 48.1628 | 42.6585 | 25.8015 | 37.3262 | 41.2824 | 53.3231 | 53.3231 | 41.2824 | 31.9939 | 20.6412 | 53.3231 | 4506.6857 | 502.4414 | 0.11765
1596 | Heat pump | Compressor |  | Heat Pump |  |  | 1 |  | 208.0 | 0.8 | 0.2230563002680970 | 0.75 | 0.75 | 0.67 | 0.11149 |  | 1 | Occupied | 15.428571428571400 | 478.2857 | 432 | 382.6286 | 231.4286 | 334.8 | 370.2857 | 478.2857 | 478.2857 | 370.2857 | 286.9714 | 185.1429 | 478.2857 | 53.3231 | 48.1628 | 42.6585 | 25.8015 | 37.3262 | 41.2824 | 53.3231 | 53.3231 | 41.2824 | 31.9939 | 20.6412 | 53.3231 | 4506.6857 | 502.4414 | 0.11765
1597 | Heat pump | Compressor |  | Heat Pump |  |  | 1 |  | 208.0 | 0.7 | 0.19517426273458400 | 0.75 | 0.75 | 0.67 | 0.097552 |  | 1 | Occupied | 15.428571428571400 | 478.2857 | 432 | 382.6286 | 231.4286 | 334.8 | 370.2857 | 478.2857 | 478.2857 | 370.2857 | 286.9714 | 185.1429 | 478.2857 | 46.6577 | 42.1425 | 37.3262 | 22.5763 | 32.6604 | 36.1221 | 46.6577 | 46.6577 | 36.1221 | 27.9946 | 18.0611 | 46.6577 | 4506.6857 | 439.6362 | 0.10294
1598 | Heat pump | Compressor |  | Heat Pump |  |  | 1 |  | 208.0 | 0.7 | 0.19517426273458400 | 0.75 | 0.75 | 0.67 | 0.097552 |  | 1 | Occupied | 15.428571428571400 | 478.2857 | 432 | 382.6286 | 231.4286 | 334.8 | 370.2857 | 478.2857 | 478.2857 | 370.2857 | 286.9714 | 185.1429 | 478.2857 | 46.6577 | 42.1425 | 37.3262 | 22.5763 | 32.6604 | 36.1221 | 46.6577 | 46.6577 | 36.1221 | 27.9946 | 18.0611 | 46.6577 | 4506.6857 | 439.6362 | 0.10294
1599 | Heat pump | Compressor |  | Heat Pump |  |  | 1 |  | 208.0 | 0.75 | 0.20911528150134000 | 0.75 | 0.75 | 0.67 | 0.10452 |  | 1 | Occupied | 15.428571428571400 | 478.2857 | 432 | 382.6286 | 231.4286 | 334.8 | 370.2857 | 478.2857 | 478.2857 | 370.2857 | 286.9714 | 185.1429 | 478.2857 | 49.9904 | 45.1526 | 39.9923 | 24.1889 | 34.9933 | 38.7023 | 49.9904 | 49.9904 | 38.7023 | 29.9943 | 19.3511 | 49.9904 | 4506.6857 | 471.0388 | 0.1103
1600 | Heat pump | Compressor |  | Heat Pump |  |  | 1 |  | 208.0 | 0.75 | 0.20911528150134000 | 0.75 | 0.75 | 0.67 | 0.10452 |  | 1 | Occupied | 15.428571428571400 | 478.2857 | 432 | 382.6286 | 231.4286 | 334.8 | 370.2857 | 478.2857 | 478.2857 | 370.2857 | 286.9714 | 185.1429 | 478.2857 | 49.9904 | 45.1526 | 39.9923 | 24.1889 | 34.9933 | 38.7023 | 49.9904 | 49.9904 | 38.7023 | 29.9943 | 19.3511 | 49.9904 | 4506.6857 | 471.0388 | 0.1103
1601 | Heat pump | Compressor |  | Heat Pump |  |  | 1 |  | 208.0 | 0.8 | 0.2230563002680970 | 0.75 | 0.75 | 0.67 | 0.11149 |  | 1 | Occupied | 15.428571428571400 | 478.2857 | 432 | 382.6286 | 231.4286 | 334.8 | 370.2857 | 478.2857 | 478.2857 | 370.2857 | 286.9714 | 185.1429 | 478.2857 | 53.3231 | 48.1628 | 42.6585 | 25.8015 | 37.3262 | 41.2824 | 53.3231 | 53.3231 | 41.2824 | 31.9939 | 20.6412 | 53.3231 | 4506.6857 | 502.4414 | 0.11765
1602 | Heat pump | Compressor |  | Heat Pump |  |  | 1 |  | 208.0 | 0.8 | 0.2230563002680970 | 0.75 | 0.75 | 0.67 | 0.11149 |  | 1 | Occupied | 15.428571428571400 | 478.2857 | 432 | 382.6286 | 231.4286 | 334.8 | 370.2857 | 478.2857 | 478.2857 | 370.2857 | 286.9714 | 185.1429 | 478.2857 | 53.3231 | 48.1628 | 42.6585 | 25.8015 | 37.3262 | 41.2824 | 53.3231 | 53.3231 | 41.2824 | 31.9939 | 20.6412 | 53.3231 | 4506.6857 | 502.4414 | 0.11765
1603 | Heat pump | Compressor |  | Heat Pump |  |  | 1 |  | 208.0 | 0.8 | 0.2230563002680970 | 0.75 | 0.75 | 0.67 | 0.11149 |  | 1 | Occupied | 15.428571428571400 | 478.2857 | 432 | 382.6286 | 231.4286 | 334.8 | 370.2857 | 478.2857 | 478.2857 | 370.2857 | 286.9714 | 185.1429 | 478.2857 | 53.3231 | 48.1628 | 42.6585 | 25.8015 | 37.3262 | 41.2824 | 53.3231 | 53.3231 | 41.2824 | 31.9939 | 20.6412 | 53.3231 | 4506.6857 | 502.4414 | 0.11765
1604 | Heat pump | Compressor |  | Heat Pump |  |  | 1 |  | 208.0 | 1 | 0.2788203753351210 | 0.75 | 0.75 | 0.67 | 0.13936 |  | 1 | Occupied | 15.428571428571400 | 478.2857 | 432 | 382.6286 | 231.4286 | 334.8 | 370.2857 | 478.2857 | 478.2857 | 370.2857 | 286.9714 | 185.1429 | 478.2857 | 66.6539 | 60.2035 | 53.3231 | 32.2519 | 46.6577 | 51.603 | 66.6539 | 66.6539 | 51.603 | 39.9923 | 25.8015 | 66.6539 | 4506.6857 | 628.0517 | 0.14706
1605 | Heat pump | Compressor |  | Heat Pump |  |  | 1 |  | 208.0 | 1 | 0.2788203753351210 | 0.75 | 0.75 | 0.67 | 0.13936 |  | 1 | Occupied | 15.428571428571400 | 478.2857 | 432 | 382.6286 | 231.4286 | 334.8 | 370.2857 | 478.2857 | 478.2857 | 370.2857 | 286.9714 | 185.1429 | 478.2857 | 66.6539 | 60.2035 | 53.3231 | 32.2519 | 46.6577 | 51.603 | 66.6539 | 66.6539 | 51.603 | 39.9923 | 25.8015 | 66.6539 | 4506.6857 | 628.0517 | 0.14706
1606 | Heat pump | Compressor |  | Heat Pump |  |  | 1 |  | 208.0 | 1.5 | 0.41823056300268100 | 0.75 | 0.75 | 0.67 | 0.20904 |  | 1 | Occupied | 15.428571428571400 | 478.2857 | 432 | 382.6286 | 231.4286 | 334.8 | 370.2857 | 478.2857 | 478.2857 | 370.2857 | 286.9714 | 185.1429 | 478.2857 | 99.9808 | 90.3053 | 79.9847 | 48.3778 | 69.9866 | 77.4045 | 99.9808 | 99.9808 | 77.4045 | 59.9885 | 38.7023 | 99.9808 | 4506.6857 | 942.0776 | 0.2206
1607 | Heat pump | Compressor |  | Heat Pump |  |  | 1 |  | 208.0 | 1.5 | 0.41823056300268100 | 0.75 | 0.75 | 0.67 | 0.20904 |  | 1 | Occupied | 15.428571428571400 | 478.2857 | 432 | 382.6286 | 231.4286 | 334.8 | 370.2857 | 478.2857 | 478.2857 | 370.2857 | 286.9714 | 185.1429 | 478.2857 | 99.9808 | 90.3053 | 79.9847 | 48.3778 | 69.9866 | 77.4045 | 99.9808 | 99.9808 | 77.4045 | 59.9885 | 38.7023 | 99.9808 | 4506.6857 | 942.0776 | 0.2206
1608 | Heat pump | Compressor |  | Heat Pump |  |  | 1 |  | 208.0 | 1.2 | 0.33458445040214500 | 0.75 | 0.75 | 0.67 | 0.16723 |  | 1 | Occupied | 15.428571428571400 | 478.2857 | 432 | 382.6286 | 231.4286 | 334.8 | 370.2857 | 478.2857 | 478.2857 | 370.2857 | 286.9714 | 185.1429 | 478.2857 | 79.9847 | 72.2442 | 63.9877 | 38.7023 | 55.9893 | 61.9236 | 79.9847 | 79.9847 | 61.9236 | 47.9908 | 30.9618 | 79.9847 | 4506.6857 | 753.6621 | 0.17648
1609 | Heat pump | Compressor |  | Heat Pump |  |  | 1 |  | 208.0 | 0.75 | 0.20911528150134000 | 0.75 | 0.75 | 0.67 | 0.10452 |  | 1 | Occupied | 15.428571428571400 | 478.2857 | 432 | 382.6286 | 231.4286 | 334.8 | 370.2857 | 478.2857 | 478.2857 | 370.2857 | 286.9714 | 185.1429 | 478.2857 | 49.9904 | 45.1526 | 39.9923 | 24.1889 | 34.9933 | 38.7023 | 49.9904 | 49.9904 | 38.7023 | 29.9943 | 19.3511 | 49.9904 | 4506.6857 | 471.0388 | 0.1103
1610 | Electric Heating | Electric Duct Heater | EDH-3 | EDH |  | 10 |  |  |  |  | 13.404825737265400 | 1 | 1 | 1 | 10 |  | 0.61495 | B | 8.571428571428570 | 163.4 | 118.526 | 114.1396 | 69.3666 | 36.1443 | 5.4696 | 0 | 0 | 5.7225 | 56.2649 | 106.3599 | 151.4157 | 1634 | 1185.2595 | 1141.3955 | 693.6663 | 361.4432 | 54.6962 | 0 | 0 | 57.2249 | 562.649 | 1063.5985 | 1514.1566 | 826.809 | 8268.0898 | 0.5778
1611 | Electric Heating | Electric Duct Heater | EDH-1 | EDH |  | 35 |  |  |  |  | 46.916890080429000 | 1 | 1 | 1 | 35 |  | 1 | B | 8.571428571428570 | 265.7143 | 192.742 | 185.609 | 112.8011 | 58.7764 | 8.8945 | 0 | 0 | 9.3057 | 91.4956 | 172.958 | 246.2258 | 9300 | 6745.9692 | 6496.3147 | 3948.0393 | 2057.1737 | 311.3065 | 0 | 0 | 325.6988 | 3202.3476 | 6053.5289 | 8617.9046 | 1344.5224 | 47058.2832 | 3.2886
1612 | Pump | HW Pump | P3B | Heating 1 |  |  | 3 |  | 575.0 | 6 | 8.010154539024970 | 0.75 | 0.8825 | 0.7645 | 4.5683 |  | 0.05 | Occupied | 16.75 | 24.6644 | 22.2775 | 18.1737 | 15.075 | 7.7888 | 2.5125 | 0 | 2.077 | 7.5375 | 18.1737 | 21.3562 | 25.9625 | 112.6749 | 101.7709 | 83.0236 | 68.8675 | 35.5816 | 11.4779 | 0 | 9.4884 | 34.4338 | 83.0236 | 97.5623 | 118.6052 | 165.5989 | 756.5099 | 0.080907
1613 | Pump | Heating Water Pump |  | Heating 1 | 0.4 | [5 empty] | 0.4 | 0.75 | 0.75 | 0.7 | 0.2984 |  | 0.5 | Occupied | 11.857142857142900 | 183.7857 | 166 | 161.7314 | 115.6071 | 73.5143 | 35.5714 | 9.1893 | 0 | 30.2357 | 97.4064 | 161.85 | 183.7857 | 54.8417 | 49.5344 | 48.2607 | 34.4972 | 21.9367 | 10.6145 | 2.7421 | 0 | 9.0223 | 29.0661 | 48.296 | 54.8417 | 1218.6771 | 363.6533 | 0.64788
1614 | Pump | Heating Water Pump |  | Heating 1 | 0.4 | [5 empty] | 0.4 | 0.75 | 0.75 | 0.7 | 0.2984 |  | 0.5 | Occupied | 11.857142857142900 | 183.7857 | 166 | 161.7314 | 115.6071 | 73.5143 | 35.5714 | 9.1893 | 0 | 30.2357 | 97.4064 | 161.85 | 183.7857 | 54.8417 | 49.5344 | 48.2607 | 34.4972 | 21.9367 | 10.6145 | 2.7421 | 0 | 9.0223 | 29.0661 | 48.296 | 54.8417 | 1218.6771 | 363.6533 | 0.64788
1615 | Pump | Heating Water Pump |  | Heating 1 | 0.4 | [5 empty] | 0.4 | 0.75 | 0.75 | 0.7 | 0.2984 |  | 0.5 | Occupied | 11.857142857142900 | 183.7857 | 166 | 161.7314 | 115.6071 | 73.5143 | 35.5714 | 9.1893 | 0 | 30.2357 | 97.4064 | 161.85 | 183.7857 | 54.8417 | 49.5344 | 48.2607 | 34.4972 | 21.9367 | 10.6145 | 2.7421 | 0 | 9.0223 | 29.0661 | 48.296 | 54.8417 | 1218.6771 | 363.6533 | 0.64788
1616 | Pump | Heating Water Pump |  | Heating 1 | 0.4 | [5 empty] | 0.4 | 0.75 | 0.75 | 0.7 | 0.2984 |  | 0.5 | Occupied | 11.857142857142900 | 183.7857 | 166 | 161.7314 | 115.6071 | 73.5143 | 35.5714 | 9.1893 | 0 | 30.2357 | 97.4064 | 161.85 | 183.7857 | 54.8417 | 49.5344 | 48.2607 | 34.4972 | 21.9367 | 10.6145 | 2.7421 | 0 | 9.0223 | 29.0661 | 48.296 | 54.8417 | 1218.6771 | 363.6533 | 0.64788
1617 | Electric heating | Electric Heater | RTU07 | Heating |  | 6 |  |  |  |  | 8.04289544235925 | 0.75 | 0.8825 | 0.7645 | 5.0992 |  | 0.1 |  | 17.0 | 42.16 | 38.08 | 31.62 | 0 | 0 | 0 | 0 | 0 | 20.4 | 26.35 | 45.9 | 52.7 | 214.9802 | 194.1756 | 161.2351 | 0 | 0 | 0 | 0 | 0 | 104.0227 | 134.3626 | 234.051 | 268.7252 | 257.21 | 1311.5524 | 0.43744
1618 | Electric heating | Tower Hose Heater | UH2 | Heating 1 |  | 8 |  |  |  |  | 10.723860589812300 | 0.75 | 0.89338 | 0.78375 | 6.7161 |  | 0.8 | All Day | 24.0 | 595.2 | 483.84 | 297.6 | 230.4 | 208.32 | 115.2 | 119.04 | 119.04 | 115.2 | 119.04 | 345.6 | 595.2 | 3997.4255 | 3249.5201 | 1998.7127 | 1547.3905 | 1399.0989 | 773.6953 | 799.4851 | 799.4851 | 773.6953 | 799.4851 | 2321.0858 | 3997.4255 | 3343.68 | 22456.5048 | 23.9781
1619 | Electric heating | Air curtain |  | Heating 1 | 1.333333333333330 | [5 empty] | 1.333333333333330 | 0.75 | 0.75 | 0.65475 | 0.99467 |  | 0.05 | All Day | 24.0 | 37.2 | 33.6 | 27.9 | 18 | 7.44 | 3.6 | 0.93 | 0.93 | 0 | 14.88 | 28.8 | 37.2 | 37.0016 | 33.4208 | 27.7512 | 17.904 | 7.4003 | 3.5808 | 0.92504 | 0.92504 | 0 | 14.8006 | 28.6464 | 37.0016 | 210.48 | 209.3574 | 0.076659
1620 | Electric heating | Air curtain |  | Heating 1 | 2.333333333333330 | [5 empty] | 2.333333333333330 | 0.75 | 0.845 | 0.702 | 1.545 |  | 0.05 | All Day | 24.0 | 37.2 | 33.6 | 27.9 | 18 | 7.44 | 3.6 | 0.93 | 0.93 | 0 | 14.88 | 28.8 | 37.2 | 57.4729 | 51.911 | 43.1047 | 27.8095 | 11.4946 | 5.5619 | 1.4368 | 1.4368 | 0 | 22.9892 | 44.4951 | 57.4729 | 210.48 | 325.1854 | 0.11907
1621 | Electric heating | Air curtain |  | Heating 1 | 2.333333333333330 | [5 empty] | 2.333333333333330 | 0.75 | 0.845 | 0.702 | 1.545 |  | 0.05 | All Day | 24.0 | 37.2 | 33.6 | 27.9 | 18 | 7.44 | 3.6 | 0.93 | 0.93 | 0 | 14.88 | 28.8 | 37.2 | 57.4729 | 51.911 | 43.1047 | 27.8095 | 11.4946 | 5.5619 | 1.4368 | 1.4368 | 0 | 22.9892 | 44.4951 | 57.4729 | 210.48 | 325.1854 | 0.11907
1622 | AC system | DX Compressor | RTU-7 | Cooling 1 |  |  | 3 | 5.1 | 575.0 |  | 6.808631358171220 | 0.75 | 0.87 | 0.758 | 2.8875 |  | 0.3 | RTU-7, RTU-8 | 10.5 | 0 | 0 | 0 | 18.9 | 39.06 | 9.45 | 97.65 | 97.65 | 47.25 | 0 | 0 | 0 | 0 | 0 | 0 | 54.5746 | 112.7876 | 27.2873 | 281.969 | 281.969 | 136.4366 | 0 | 0 | 0 | 309.96 | 895.0242 | 0.089615
1623 | AC system | DX Compressor | RTU-8 | Cooling 1 |  |  | 3 | 5.1 | 575.0 |  | 6.808631358171220 | 0.75 | 0.87 | 0.758 | 2.8875 |  | 0.3 | RTU-7, RTU-8 | 10.5 | 0 | 0 | 0 | 18.9 | 39.06 | 9.45 | 97.65 | 97.65 | 47.25 | 0 | 0 | 0 | 0 | 0 | 0 | 54.5746 | 112.7876 | 27.2873 | 281.969 | 281.969 | 136.4366 | 0 | 0 | 0 | 309.96 | 895.0242 | 0.089615
1624 | Electric heating | Baseboard Heaters |  | Heating 1 |  | 9 |  |  |  |  | 12.064343163538900 | 1 | 1 | 0.78375 | 9 |  | 0.2 | All Day | 24.0 | 141.36 | 134.4 | 119.04 | 108 | 66.96 | 28.8 | 3.72 | 3.72 | 3.6 | 66.96 | 108 | 141.36 | 1272.24 | 1209.6 | 1071.36 | 972 | 602.64 | 259.2 | 33.48 | 33.48 | 32.4 | 602.64 | 972 | 1272.24 | 925.92 | 8333.28 | 0.77242
1625 | Electric heating | Baseboard Heaters |  | Heating 1 |  | 13 |  |  |  |  | 17.426273458445000 | 1 | 1 | 0.7965 | 13 |  | 0.2 | All Day | 24.0 | 141.36 | 134.4 | 119.04 | 108 | 66.96 | 28.8 | 3.72 | 3.72 | 3.6 | 66.96 | 108 | 141.36 | 1837.68 | 1747.2 | 1547.52 | 1404 | 870.48 | 374.4 | 48.36 | 48.36 | 46.8 | 870.48 | 1404 | 1837.68 | 925.92 | 12036.96 | 1.1157
1626 | Electric heating | Baseboard Heaters |  | Heating 1 |  | 1 |  |  |  |  | 1.3404825737265400 | 1 | 1 | 0.65475 | 1 |  | 0.2 | All Day | 24.0 | 141.36 | 134.4 | 119.04 | 108 | 66.96 | 28.8 | 3.72 | 3.72 | 3.6 | 66.96 | 108 | 141.36 | 141.36 | 134.4 | 119.04 | 108 | 66.96 | 28.8 | 3.72 | 3.72 | 3.6 | 66.96 | 108 | 141.36 | 925.92 | 925.92 | 0.085824
1627 | Electric heating | Forced Flow Heaters |  | Heating 1 |  | 3 |  |  |  |  | 4.021447721179630 | 1 | 1 | 0.71525 | 3 |  | 0.2 | All Day | 24.0 | 141.36 | 134.4 | 119.04 | 108 | 66.96 | 28.8 | 3.72 | 3.72 | 3.6 | 66.96 | 108 | 141.36 | 424.08 | 403.2 | 357.12 | 324 | 200.88 | 86.4 | 11.16 | 11.16 | 10.8 | 200.88 | 324 | 424.08 | 925.92 | 2777.76 | 0.25747
1628 | Electric heating | Forced Flow Heaters |  | Heating 1 |  | 3 |  |  |  |  | 4.021447721179630 | 1 | 1 | 0.71525 | 3 |  | 0.2 | All Day | 24.0 | 141.36 | 134.4 | 119.04 | 108 | 66.96 | 28.8 | 3.72 | 3.72 | 3.6 | 66.96 | 108 | 141.36 | 424.08 | 403.2 | 357.12 | 324 | 200.88 | 86.4 | 11.16 | 11.16 | 10.8 | 200.88 | 324 | 424.08 | 925.92 | 2777.76 | 0.25747
1629 | Electric heating | Reheat coils | RTU-2 | Heating 1 |  | 39.5 |  |  |  |  | 52.94906166219840 | 1 | 1 | 0.824 | 39.5 |  | 0.2 | All Day | 24.0 | 141.36 | 134.4 | 119.04 | 108 | 66.96 | 28.8 | 3.72 | 3.72 | 3.6 | 66.96 | 108 | 141.36 | 5583.72 | 5308.8 | 4702.08 | 4266 | 2644.92 | 1137.6 | 146.94 | 146.94 | 142.2 | 2644.92 | 4266 | 5583.72 | 925.92 | 36573.84 | 3.3901
1630 | Electric heating | Reheat coils | RTU-1 | Heating 1 |  | 23.5 |  |  |  |  | 31.501340482573700 | 1 | 1 | 0.809 | 23.5 |  | 0.2 | All Day | 24.0 | 141.36 | 134.4 | 119.04 | 108 | 66.96 | 28.8 | 3.72 | 3.72 | 3.6 | 66.96 | 108 | 141.36 | 3321.96 | 3158.4 | 2797.44 | 2538 | 1573.56 | 676.8 | 87.42 | 87.42 | 84.6 | 1573.56 | 2538 | 3321.96 | 925.92 | 21759.12 | 2.0169
1631 | Electric heating | Reheat coils | AHU-3 | Heating 1 |  | 29.5 |  |  |  |  | 39.54423592493300 | 1 | 1 | 0.809 | 29.5 |  | 0.2 | All Day | 24.0 | 141.36 | 134.4 | 119.04 | 108 | 66.96 | 28.8 | 3.72 | 3.72 | 3.6 | 66.96 | 108 | 141.36 | 4170.12 | 3964.8 | 3511.68 | 3186 | 1975.32 | 849.6 | 109.74 | 109.74 | 106.2 | 1975.32 | 3186 | 4170.12 | 925.92 | 27314.64 | 2.5318
1632 | Electric heating | Forced Flow Heaters |  | Heating 1 |  | 12 |  |  |  |  | 16.0857908847185 | 1 | 1 | 0.7965 | 12 |  | 0.2 | All Day | 24.0 | 141.36 | 134.4 | 119.04 | 108 | 66.96 | 28.8 | 3.72 | 3.72 | 3.6 | 66.96 | 108 | 141.36 | 1696.32 | 1612.8 | 1428.48 | 1296 | 803.52 | 345.6 | 44.64 | 44.64 | 43.2 | 803.52 | 1296 | 1696.32 | 925.92 | 11111.04 | 1.0299
1633 | Electric heating | Baseboard Heaters |  | Heating 1 |  | 4 |  |  |  |  | 5.361930294906170 | 1 | 1 | 0.758 | 4 |  | 0.2 | All Day | 24.0 | 141.36 | 134.4 | 119.04 | 108 | 66.96 | 28.8 | 3.72 | 3.72 | 3.6 | 66.96 | 108 | 141.36 | 565.44 | 537.6 | 476.16 | 432 | 267.84 | 115.2 | 14.88 | 14.88 | 14.4 | 267.84 | 432 | 565.44 | 925.92 | 3703.68 | 0.3433
1634 | Electric heating | Duct heater | DH-1 | Heating 1 |  | 15 |  |  |  |  | 20.107238605898100 | 1 | 1 | 0.79925 | 15 |  | 0.2 | All Day | 24.0 | 141.36 | 134.4 | 119.04 | 108 | 66.96 | 28.8 | 3.72 | 3.72 | 3.6 | 66.96 | 108 | 141.36 | 2120.4 | 2016 | 1785.6 | 1620 | 1004.4 | 432 | 55.8 | 55.8 | 54 | 1004.4 | 1620 | 2120.4 | 925.92 | 13888.8 | 1.2874
1635 | Electric heating | Baseboard Heaters |  | Heating 1 |  | 13 |  |  |  |  | 17.426273458445000 | 1 | 1 | 0.7965 | 13 |  | 0.2 | All Day | 24.0 | 141.36 | 134.4 | 119.04 | 108 | 66.96 | 28.8 | 3.72 | 3.72 | 3.6 | 66.96 | 108 | 141.36 | 1837.68 | 1747.2 | 1547.52 | 1404 | 870.48 | 374.4 | 48.36 | 48.36 | 46.8 | 870.48 | 1404 | 1837.68 | 925.92 | 12036.96 | 1.1157
1636 | Electric heating | Baseboard Heaters |  | Heating 1 |  | 5.5 |  |  |  |  | 7.372654155495980 | 1 | 1 | 0.758 | 5.5 |  | 0.2 | All Day | 24.0 | 141.36 | 134.4 | 119.04 | 108 | 66.96 | 28.8 | 3.72 | 3.72 | 3.6 | 66.96 | 108 | 141.36 | 777.48 | 739.2 | 654.72 | 594 | 368.28 | 158.4 | 20.46 | 20.46 | 19.8 | 368.28 | 594 | 777.48 | 925.92 | 5092.56 | 0.47203
1637 | Electric heating | Baseboard Heaters |  | Heating 1 |  | 35 |  |  |  |  | 46.916890080429000 | 1 | 1 | 0.80875 | 35 |  | 0.2 | All Day | 24.0 | 141.36 | 134.4 | 119.04 | 108 | 66.96 | 28.8 | 3.72 | 3.72 | 3.6 | 66.96 | 108 | 141.36 | 4947.6 | 4704 | 4166.4 | 3780 | 2343.6 | 1008 | 130.2 | 130.2 | 126 | 2343.6 | 3780 | 4947.6 | 925.92 | 32407.2 | 3.0039
1638 | Electric heating | Electric Furnace (x6) |  | Heating 1 |  | 90 |  |  |  |  | 120.64343163538900 | 1 | 1 | 0.82325 | 90 |  | 0.2 | All Day | 24.0 | 141.36 | 134.4 | 119.04 | 108 | 66.96 | 28.8 | 3.72 | 3.72 | 3.6 | 66.96 | 108 | 141.36 | 12722.4 | 12096 | 10713.6 | 9720 | 6026.4 | 2592 | 334.8 | 334.8 | 324 | 6026.4 | 9720 | 12722.4 | 925.92 | 83332.8 | 7.7242
1639 | Electric heating | Electric Furnace |  | Heating 1 |  | 20 |  |  |  |  | 26.80965147453080 | 1 | 1 | 0.80375 | 20 |  | 0.2 | All Day | 24.0 | 141.36 | 134.4 | 119.04 | 108 | 66.96 | 28.8 | 3.72 | 3.72 | 3.6 | 66.96 | 108 | 141.36 | 2827.2 | 2688 | 2380.8 | 2160 | 1339.2 | 576 | 74.4 | 74.4 | 72 | 1339.2 | 2160 | 2827.2 | 925.92 | 18518.4 | 1.7165
1640 | Electric heating | Baseboard Heaters |  | Heating 1 |  | 7 |  |  |  |  | 9.383378016085790 | 1 | 1 | 0.7645 | 7 |  | 0.2 | All Day | 24.0 | 141.36 | 134.4 | 119.04 | 108 | 66.96 | 28.8 | 3.72 | 3.72 | 3.6 | 66.96 | 108 | 141.36 | 989.52 | 940.8 | 833.28 | 756 | 468.72 | 201.6 | 26.04 | 26.04 | 25.2 | 468.72 | 756 | 989.52 | 925.92 | 6481.44 | 0.60077
1641 | Ventilation | Supply Fan | AHU-01A | Uniform | 60.0 | [5 empty] | 60.0 | 0.75 | 0.93063 | 0.82325 | 36.0725 | 0.6 | 1 | AHU-01A, 01B | 14.142857142857100 | 438.4286 | 396 | 438.4286 | 424.2857 | 438.4286 | 424.2857 | 438.4286 | 438.4286 | 424.2857 | 438.4286 | 424.2857 | 438.4286 | 5693.4823 | 5142.5001 | 5693.4823 | 5509.8216 | 5693.4823 | 5509.8216 | 5693.4823 | 5693.4823 | 5509.8216 | 5693.4823 | 5509.8216 | 5693.4823 | 5162.1429 | 67036.1626 | 3.4429
1642 | Ventilation | Supply Fan | AHU-01B | Uniform | 60.0 | [5 empty] | 60.0 | 0.75 | 0.93063 | 0.82325 | 36.0725 | 0.6 | 1 | AHU-01A, 01B | 14.142857142857100 | 438.4286 | 396 | 438.4286 | 424.2857 | 438.4286 | 424.2857 | 438.4286 | 438.4286 | 424.2857 | 438.4286 | 424.2857 | 438.4286 | 5693.4823 | 5142.5001 | 5693.4823 | 5509.8216 | 5693.4823 | 5509.8216 | 5693.4823 | 5693.4823 | 5509.8216 | 5693.4823 | 5509.8216 | 5693.4823 | 5162.1429 | 67036.1626 | 3.4429
1643 | Ventilation | Ceiling Propeller Fan | PF-1 | School Year | 0.3 | [5 empty] | 0.3 | 0.75 | 0.75 | 0.7 | 0.2238 |  | 1 | Ceiling Fans | 12.857142857142900 | 358.7143 | 360 | 318.8571 | 347.1429 | 279 | 347.1429 | 179.3571 | 179.3571 | 347.1429 | 398.5714 | 385.7143 | 398.5714 | 80.2803 | 80.568 | 71.3602 | 77.6906 | 62.4402 | 77.6906 | 40.1401 | 40.1401 | 77.6906 | 89.2003 | 86.3229 | 89.2003 | 3899.5714 | 872.7241 | 1.3578
1644 | Ventilation | Ceiling Propeller Fan | PF-2 | School Year | 0.3 | [5 empty] | 0.3 | 0.75 | 0.75 | 0.7 | 0.2238 |  | 1 | Ceiling Fans | 12.857142857142900 | 358.7143 | 360 | 318.8571 | 347.1429 | 279 | 347.1429 | 179.3571 | 179.3571 | 347.1429 | 398.5714 | 385.7143 | 398.5714 | 80.2803 | 80.568 | 71.3602 | 77.6906 | 62.4402 | 77.6906 | 40.1401 | 40.1401 | 77.6906 | 89.2003 | 86.3229 | 89.2003 | 3899.5714 | 872.7241 | 1.3578
1645 | Ventilation | Ceiling Propeller Fan | PF-3 | School Year | 0.3 | [5 empty] | 0.3 | 0.75 | 0.75 | 0.7 | 0.2238 |  | 1 | Ceiling Fans | 12.857142857142900 | 358.7143 | 360 | 318.8571 | 347.1429 | 279 | 347.1429 | 179.3571 | 179.3571 | 347.1429 | 398.5714 | 385.7143 | 398.5714 | 80.2803 | 80.568 | 71.3602 | 77.6906 | 62.4402 | 77.6906 | 40.1401 | 40.1401 | 77.6906 | 89.2003 | 86.3229 | 89.2003 | 3899.5714 | 872.7241 | 1.3578
1646 | Ventilation | Ceiling Propeller Fan | PF-4 | School Year | 0.3 | [5 empty] | 0.3 | 0.75 | 0.75 | 0.7 | 0.2238 |  | 1 | Ceiling Fans | 12.857142857142900 | 358.7143 | 360 | 318.8571 | 347.1429 | 279 | 347.1429 | 179.3571 | 179.3571 | 347.1429 | 398.5714 | 385.7143 | 398.5714 | 80.2803 | 80.568 | 71.3602 | 77.6906 | 62.4402 | 77.6906 | 40.1401 | 40.1401 | 77.6906 | 89.2003 | 86.3229 | 89.2003 | 3899.5714 | 872.7241 | 1.3578
1647 | Ventilation | Ceiling Propeller Fan | PF-5 | School Year | 0.3 | [5 empty] | 0.3 | 0.75 | 0.75 | 0.7 | 0.2238 |  | 1 | Ceiling Fans | 12.857142857142900 | 358.7143 | 360 | 318.8571 | 347.1429 | 279 | 347.1429 | 179.3571 | 179.3571 | 347.1429 | 398.5714 | 385.7143 | 398.5714 | 80.2803 | 80.568 | 71.3602 | 77.6906 | 62.4402 | 77.6906 | 40.1401 | 40.1401 | 77.6906 | 89.2003 | 86.3229 | 89.2003 | 3899.5714 | 872.7241 | 1.3578
1648 | Ventilation | Ceiling Propeller Fan | PF-6 | School Year | 0.3 | [5 empty] | 0.3 | 0.75 | 0.75 | 0.7 | 0.2238 |  | 1 | Ceiling Fans | 12.857142857142900 | 358.7143 | 360 | 318.8571 | 347.1429 | 279 | 347.1429 | 179.3571 | 179.3571 | 347.1429 | 398.5714 | 385.7143 | 398.5714 | 80.2803 | 80.568 | 71.3602 | 77.6906 | 62.4402 | 77.6906 | 40.1401 | 40.1401 | 77.6906 | 89.2003 | 86.3229 | 89.2003 | 3899.5714 | 872.7241 | 1.3578
1649 | Ventilation | Ceiling Propeller Fan | PF-7 | School Year | 0.3 | [5 empty] | 0.3 | 0.75 | 0.75 | 0.7 | 0.2238 |  | 1 | Ceiling Fans | 12.857142857142900 | 358.7143 | 360 | 318.8571 | 347.1429 | 279 | 347.1429 | 179.3571 | 179.3571 | 347.1429 | 398.5714 | 385.7143 | 398.5714 | 80.2803 | 80.568 | 71.3602 | 77.6906 | 62.4402 | 77.6906 | 40.1401 | 40.1401 | 77.6906 | 89.2003 | 86.3229 | 89.2003 | 3899.5714 | 872.7241 | 1.3578
1650 | Ventilation | Ceiling Propeller Fan | PF-8 | School Year | 0.3 | [5 empty] | 0.3 | 0.75 | 0.75 | 0.7 | 0.2238 |  | 1 | Ceiling Fans | 12.857142857142900 | 358.7143 | 360 | 318.8571 | 347.1429 | 279 | 347.1429 | 179.3571 | 179.3571 | 347.1429 | 398.5714 | 385.7143 | 398.5714 | 80.2803 | 80.568 | 71.3602 | 77.6906 | 62.4402 | 77.6906 | 40.1401 | 40.1401 | 77.6906 | 89.2003 | 86.3229 | 89.2003 | 3899.5714 | 872.7241 | 1.3578
1651 | Ventilation | Exhaust Fan | EF-1 | School Year |  | 0.13 |  |  |  |  | 0.1742627345844500 | 0.75 | 0.75 | 0.7 | 0.13 |  | 1 | AHU-1 (from Audit) | 7.857142857142860 | 219.2143 | 220 | 194.8571 | 212.1429 | 170.5 | 212.1429 | 109.6071 | 109.6071 | 212.1429 | 243.5714 | 235.7143 | 243.5714 | 28.4979 | 28.6 | 25.3314 | 27.5786 | 22.165 | 27.5786 | 14.2489 | 14.2489 | 27.5786 | 31.6643 | 30.6429 | 31.6643 | 2383.0714 | 309.7993 | 0.48199
1652 | Ventilation | Exhaust Fan | EF-2 | School Year |  | 0.13 |  |  |  |  | 0.1742627345844500 | 0.75 | 0.75 | 0.7 | 0.13 |  | 1 | AHU-1 (from Audit) | 7.857142857142860 | 219.2143 | 220 | 194.8571 | 212.1429 | 170.5 | 212.1429 | 109.6071 | 109.6071 | 212.1429 | 243.5714 | 235.7143 | 243.5714 | 28.4979 | 28.6 | 25.3314 | 27.5786 | 22.165 | 27.5786 | 14.2489 | 14.2489 | 27.5786 | 31.6643 | 30.6429 | 31.6643 | 2383.0714 | 309.7993 | 0.48199
1653 | Ventilation | Exhaust Fan | EF-7 | School Year |  | 0.13 |  |  |  |  | 0.1742627345844500 | 0.75 | 0.75 | 0.7 | 0.13 |  | 1 | AHU-1 (from Audit) | 7.857142857142860 | 219.2143 | 220 | 194.8571 | 212.1429 | 170.5 | 212.1429 | 109.6071 | 109.6071 | 212.1429 | 243.5714 | 235.7143 | 243.5714 | 28.4979 | 28.6 | 25.3314 | 27.5786 | 22.165 | 27.5786 | 14.2489 | 14.2489 | 27.5786 | 31.6643 | 30.6429 | 31.6643 | 2383.0714 | 309.7993 | 0.48199
1654 | Ventilation | Exhaust Fan | EF-9 | School Year |  | 0.27 |  |  |  |  | 0.36193029490616600 | 0.75 | 0.75 | 0.7 | 0.27 |  | 1 | AHU-1 (from Audit) | 7.857142857142860 | 219.2143 | 220 | 194.8571 | 212.1429 | 170.5 | 212.1429 | 109.6071 | 109.6071 | 212.1429 | 243.5714 | 235.7143 | 243.5714 | 59.1879 | 59.4 | 52.6114 | 57.2786 | 46.035 | 57.2786 | 29.5939 | 29.5939 | 57.2786 | 65.7643 | 63.6429 | 65.7643 | 2383.0714 | 643.4293 | 1.0011
1655 | Ventilation | Exhaust Fan | EF-10 | School Year |  | 0.27 |  |  |  |  | 0.36193029490616600 | 0.75 | 0.75 | 0.7 | 0.27 |  | 1 | AHU-1 (from Audit) | 7.857142857142860 | 219.2143 | 220 | 194.8571 | 212.1429 | 170.5 | 212.1429 | 109.6071 | 109.6071 | 212.1429 | 243.5714 | 235.7143 | 243.5714 | 59.1879 | 59.4 | 52.6114 | 57.2786 | 46.035 | 57.2786 | 29.5939 | 29.5939 | 57.2786 | 65.7643 | 63.6429 | 65.7643 | 2383.0714 | 643.4293 | 1.0011
1656 | Ventilation | EF-4 |  | Uniform | 0.15 | [5 empty] | 0.15 | 0.75 | 0.75 | 0.7 | 0.1119 |  | 1 | Legacy / Agrifair | 6.571428571428570 | 203.7143 | 184 | 203.7143 | 197.1429 | 203.7143 | 197.1429 | 203.7143 | 203.7143 | 197.1429 | 203.7143 | 197.1429 | 203.7143 | 22.7956 | 20.5896 | 22.7956 | 22.0603 | 22.7956 | 22.0603 | 22.7956 | 22.7956 | 22.0603 | 22.7956 | 22.0603 | 22.7956 | 2398.5714 | 268.4001 | 0.10036
1657 | Ventilation | AC-1 Supply Fan | SF-1 | Uniform | 75.0 | [5 empty] | 75.0 | 0.75 | 0.935 | 0.828 | 44.8797 | 0.75 | 1 | AC-1 | 13.142857142857100 | 407.4286 | 368 | 407.4286 | 394.2857 | 407.4286 | 394.2857 | 407.4286 | 407.4286 | 394.2857 | 407.4286 | 394.2857 | 407.4286 | 10285.4608 | 9290.0936 | 10285.4608 | 9953.6717 | 10285.4608 | 9953.6717 | 10285.4608 | 10285.4608 | 9953.6717 | 10285.4608 | 9953.6717 | 10285.4608 | 4797.1429 | 121103.0056 | 10.7596
1658 | Heat pump | Compressor | HPWA-03 | Heat Pump |  |  | 1 | 8.4 | 230.0 |  | 2.5898123324396800 | 0.75 | 0.75 | 0.745 | 1.0795 |  | 1 | WAHP-3 | 14.5 | 404.55 | 284.2 | 269.7 | 261 | 224.75 | 304.5 | 314.65 | 314.65 | 304.5 | 404.55 | 435 | 449.5 | 436.7137 | 306.7953 | 291.1425 | 281.7508 | 242.6187 | 328.7093 | 339.6662 | 339.6662 | 328.7093 | 436.7137 | 469.5847 | 485.2375 | 3971.55 | 4287.3081 | 0.71307
1659 | Pump | Air Handler Heating Glycol Circulator | P-1 | Heating 1 |  | 0.625 |  |  |  |  | 0.8378016085790890 | 0.75 | 0.75 | 0.511 | 0.625 |  | 0.3 | All Day | 24.0 | 223.2 | 201.6 | 223.2 | 200.7 | 165.3 | 116.7 | 99.6 | 118.2 | 180.6 | 211.5 | 214.5 | 223.2 | 139.5 | 126 | 139.5 | 125.4375 | 103.3125 | 72.9375 | 62.25 | 73.875 | 112.875 | 132.1875 | 134.0625 | 139.5 | 2178.3 | 1361.4375 | 0.18787
1660 | Pump | Air Handler Heating Glycol Circulator | P-2 | Heating 1 |  | 1.44 |  |  |  |  | 1.9302949061662200 | 0.75 | 0.81875 | 0.66925 | 1.3191 |  | 0.3 | All Day | 24.0 | 223.2 | 201.6 | 223.2 | 200.7 | 165.3 | 116.7 | 99.6 | 118.2 | 180.6 | 211.5 | 214.5 | 223.2 | 294.4195 | 265.9273 | 294.4195 | 264.7402 | 218.0446 | 153.9371 | 131.3808 | 155.9157 | 238.2266 | 278.9863 | 282.9435 | 294.4195 | 2178.3 | 2873.3606 | 0.3965
1661 | Pump | Radiant Heating Loop Pump | P-101 | Heating 1 |  | 0.72 |  |  |  |  | 0.9651474530831100 | 0.75 | 0.75 | 0.511 | 0.72 |  | 0.3 | All Day | 24.0 | 223.2 | 201.6 | 223.2 | 200.7 | 165.3 | 116.7 | 99.6 | 118.2 | 180.6 | 211.5 | 214.5 | 223.2 | 160.704 | 145.152 | 160.704 | 144.504 | 119.016 | 84.024 | 71.712 | 85.104 | 130.032 | 152.28 | 154.44 | 160.704 | 2178.3 | 1568.376 | 0.21642
1662 | Pump | Radiant Heating Loop Pump | P-101A | Heating 1 |  | 0.72 |  |  |  |  | 0.9651474530831100 | 0.75 | 0.75 | 0.511 | 0.72 |  | 0.3 | All Day | 24.0 | 223.2 | 201.6 | 223.2 | 200.7 | 165.3 | 116.7 | 99.6 | 118.2 | 180.6 | 211.5 | 214.5 | 223.2 | 160.704 | 145.152 | 160.704 | 144.504 | 119.016 | 84.024 | 71.712 | 85.104 | 130.032 | 152.28 | 154.44 | 160.704 | 2178.3 | 1568.376 | 0.21642
1663 | Pump | Radiant Heating Loop Pump | P-101B | Heating 1 |  | 0.72 |  |  |  |  | 0.9651474530831100 | 0.75 | 0.75 | 0.511 | 0.72 |  | 0.3 | All Day | 24.0 | 223.2 | 201.6 | 223.2 | 200.7 | 165.3 | 116.7 | 99.6 | 118.2 | 180.6 | 211.5 | 214.5 | 223.2 | 160.704 | 145.152 | 160.704 | 144.504 | 119.016 | 84.024 | 71.712 | 85.104 | 130.032 | 152.28 | 154.44 | 160.704 | 2178.3 | 1568.376 | 0.21642
1664 | Pump | Radiant Heating Loop Pump | P-102 | Heating 1 |  | 0.72 |  |  |  |  | 0.9651474530831100 | 0.75 | 0.75 | 0.511 | 0.72 |  | 0.3 | All Day | 24.0 | 223.2 | 201.6 | 223.2 | 200.7 | 165.3 | 116.7 | 99.6 | 118.2 | 180.6 | 211.5 | 214.5 | 223.2 | 160.704 | 145.152 | 160.704 | 144.504 | 119.016 | 84.024 | 71.712 | 85.104 | 130.032 | 152.28 | 154.44 | 160.704 | 2178.3 | 1568.376 | 0.21642
1665 | Electric heating | Duct heater | AHU-4 | Heating 1 |  |  | 3 |  | 575.0 | 47.3 | 63.14671828264680 | 1 | 1 | 0.82325 | 38.7812 |  | 0.25 | All Day | 24.0 | 176.7 | 168 | 148.8 | 135 | 83.7 | 36 | 4.65 | 4.65 | 4.5 | 83.7 | 135 | 176.7 | 6852.6398 | 6515.2432 | 5770.644 | 5235.4633 | 3245.9873 | 1396.1236 | 180.3326 | 180.3326 | 174.5154 | 3245.9873 | 5235.4633 | 6852.6398 | 1157.4 | 44885.3721 | 4.1605
1666 | Electric heating | Duct heater | RTU-1 | Heating 1 |  | 45 |  |  |  |  | 60.32171581769440 | 1 | 1 | 0.82325 | 45 |  | 0.25 | All Day | 24.0 | 176.7 | 168 | 148.8 | 135 | 83.7 | 36 | 4.65 | 4.65 | 4.5 | 83.7 | 135 | 176.7 | 7951.5 | 7560 | 6696 | 6075 | 3766.5 | 1620 | 209.25 | 209.25 | 202.5 | 3766.5 | 6075 | 7951.5 | 1157.4 | 52083 | 4.8276
1667 | AC system | Compressor |  | Cooling 1 |  |  | 3 | 41.6 | 208.0 |  | 20.089931940659500 | 0.75 | 0.90412 | 0.79925 | 8.9838 |  | 0.2 | All Day | 24.0 | 0 | 0 | 0 | 0 | 29.76 | 43.2 | 148.8 | 119.04 | 28.8 | 0 | 0 | 0 | 0 | 0 | 0 | 0 | 267.3586 | 388.1012 | 1336.7929 | 1069.4343 | 258.7341 | 0 | 0 | 0 | 369.6 | 3320.4211 | 3.8482
1668 | AC system | Compressor |  | Cooling 1 |  |  | 3 | 41.6 | 208.0 |  | 20.089931940659500 | 0.75 | 0.90412 | 0.79925 | 8.9838 |  | 0.2 | All Day | 24.0 | 0 | 0 | 0 | 0 | 29.76 | 43.2 | 148.8 | 119.04 | 28.8 | 0 | 0 | 0 | 0 | 0 | 0 | 0 | 267.3586 | 388.1012 | 1336.7929 | 1069.4343 | 258.7341 | 0 | 0 | 0 | 369.6 | 3320.4211 | 3.8482
1669 | AC system | Compressor |  | Cooling 1 |  |  | 3 | 41.6 | 208.0 |  | 20.089931940659500 | 0.75 | 0.90412 | 0.79925 | 8.9838 |  | 0.2 | All Day | 24.0 | 0 | 0 | 0 | 0 | 29.76 | 43.2 | 148.8 | 119.04 | 28.8 | 0 | 0 | 0 | 0 | 0 | 0 | 0 | 267.3586 | 388.1012 | 1336.7929 | 1069.4343 | 258.7341 | 0 | 0 | 0 | 369.6 | 3320.4211 | 3.8482
1670 | AC system | Compressor |  | Cooling 1 |  |  | 3 | 41.6 | 208.0 |  | 20.089931940659500 | 0.75 | 0.90412 | 0.79925 | 8.9838 |  | 0.2 | All Day | 24.0 | 0 | 0 | 0 | 0 | 29.76 | 43.2 | 148.8 | 119.04 | 28.8 | 0 | 0 | 0 | 0 | 0 | 0 | 0 | 267.3586 | 388.1012 | 1336.7929 | 1069.4343 | 258.7341 | 0 | 0 | 0 | 369.6 | 3320.4211 | 3.8482
1671 | Electric heating | Electric Heater | EH-1 | Other1 |  | 0.3 |  |  |  |  | 0.40214477211796200 | 0.75 | 0.75 | 0.7 | 0.3 |  | 0.15 | All Day | 24.0 | 100.44 | 100.8 | 44.64 | 43.2 | 22.32 | 0 | 0 | 0 | 0 | 33.48 | 75.6 | 78.12 | 30.132 | 30.24 | 13.392 | 12.96 | 6.696 | 0 | 0 | 0 | 0 | 10.044 | 22.68 | 23.436 | 498.6 | 149.58 | 0.63
1672 | Electric heating | Electric Heater | EH-2 | Other1 |  | 1.5 |  |  |  |  | 2.0107238605898100 | 0.75 | 0.845 | 0.702 | 1.3314 |  | 0.15 | All Day | 24.0 | 100.44 | 100.8 | 44.64 | 43.2 | 22.32 | 0 | 0 | 0 | 0 | 33.48 | 75.6 | 78.12 | 133.7219 | 134.2012 | 59.432 | 57.5148 | 29.716 | 0 | 0 | 0 | 0 | 44.574 | 100.6509 | 104.0059 | 498.6 | 663.8166 | 2.7959
1673 | Electric heating | Electric Heater | EH-3 | Other1 |  | 0.3 |  |  |  |  | 0.40214477211796200 | 0.75 | 0.75 | 0.7 | 0.3 |  | 0.15 | All Day | 24.0 | 100.44 | 100.8 | 44.64 | 43.2 | 22.32 | 0 | 0 | 0 | 0 | 33.48 | 75.6 | 78.12 | 30.132 | 30.24 | 13.392 | 12.96 | 6.696 | 0 | 0 | 0 | 0 | 10.044 | 22.68 | 23.436 | 498.6 | 149.58 | 0.63
1674 | Electric heating | Electric Heater | EH-4 | Other1 |  | 1.5 |  |  |  |  | 2.0107238605898100 | 0.75 | 0.845 | 0.702 | 1.3314 |  | 0.15 | All Day | 24.0 | 100.44 | 100.8 | 44.64 | 43.2 | 22.32 | 0 | 0 | 0 | 0 | 33.48 | 75.6 | 78.12 | 133.7219 | 134.2012 | 59.432 | 57.5148 | 29.716 | 0 | 0 | 0 | 0 | 44.574 | 100.6509 | 104.0059 | 498.6 | 663.8166 | 2.7959
1675 | Electric heating | Electric Heater | EH-6 | Other1 |  | 3 |  |  |  |  | 4.021447721179630 | 0.75 | 0.86 | 0.71525 | 2.6163 |  | 0.15 | All Day | 24.0 | 100.44 | 100.8 | 44.64 | 43.2 | 22.32 | 0 | 0 | 0 | 0 | 33.48 | 75.6 | 78.12 | 262.7791 | 263.7209 | 116.7907 | 113.0233 | 58.3953 | 0 | 0 | 0 | 0 | 87.593 | 197.7907 | 204.3837 | 498.6 | 1304.4767 | 5.4942
1676 | Electric heating | Electric Heater | EH-7 | Other1 |  | 3 |  |  |  |  | 4.021447721179630 | 0.75 | 0.86 | 0.71525 | 2.6163 |  | 0.15 | All Day | 24.0 | 100.44 | 100.8 | 44.64 | 43.2 | 22.32 | 0 | 0 | 0 | 0 | 33.48 | 75.6 | 78.12 | 262.7791 | 263.7209 | 116.7907 | 113.0233 | 58.3953 | 0 | 0 | 0 | 0 | 87.593 | 197.7907 | 204.3837 | 498.6 | 1304.4767 | 5.4942
1677 | Pump | Heat Pump Transfer Pump | PTP-3 | Heat Pump | 0.3333333333333330 | [5 empty] | 0.3333333333 | 0.75 | 0.75 | 0.7 | 0.24867 |  | 1 | All Day | 24.0 | 744 | 672 | 520.8 | 432 | 186 | 144 | 223.2 | 223.2 | 288 | 334.8 | 468 | 669.6 | 185.008 | 167.104 | 129.5056 | 107.424 | 46.252 | 35.808 | 55.5024 | 55.5024 | 71.616 | 83.2536 | 116.376 | 166.5072 | 4905.6 | 1219.8592 | 0.59477
1678 | Pump | Heat Pump Transfer Pump | PTP-4 | Heat Pump | 0.3333333333333330 | [5 empty] | 0.3333333333 | 0.75 | 0.75 | 0.7 | 0.24867 |  | 1 | All Day | 24.0 | 744 | 672 | 520.8 | 432 | 186 | 144 | 223.2 | 223.2 | 288 | 334.8 | 468 | 669.6 | 185.008 | 167.104 | 129.5056 | 107.424 | 46.252 | 35.808 | 55.5024 | 55.5024 | 71.616 | 83.2536 | 116.376 | 166.5072 | 4905.6 | 1219.8592 | 0.59477
1679 | AC system | 11 x 2 Stage Chillers | CH-1 | Cooling 1 |  |  | 3 | 30 | 575.0 |  | 40.0507727 | 0.75 | 0.92175 | 0.80875 | 398.7016 |  | 0.5 | Chiller | 17.0 | 0 | 0 | 0 | 0 | 105.4 | 127.5 | 263.5 | 263.5 | 127.5 | 79.05 | 0 | 0 | 0 | 0 | 0 | 0 | 42023.1473 | 50834.4524 | 105057.8683 | 105057.8683 | 50834.4524 | 31517.3605 | 0 | 0 | 966.45 | 385325.149 | 12.6248
1680 | Pump | Pump | P-5 | Cooling 1 |  |  | 3 | 1 | 575.0 |  | 1.3350257565041600 | 0.75 | 0.75 | 0.65475 | 0.48906 |  | 0.5 | All Day | 24.0 | 0 | 0 | 0 | 0 | 260.4 | 360 | 372 | 372 | 252 | 0 | 0 | 0 | 0 | 0 | 0 | 0 | 127.3521 | 176.0629 | 181.9316 | 181.9316 | 123.244 | 0 | 0 | 0 | 1616.4 | 790.5222 | 0.014966
1681 | AC system | CHW from Cooling Plant |  | Cooling 1 | 400.0 | [5 empty] | 400.0 | 0.75 | 0.94963 | 0.835 | 235.672 |  | 1 | All Day | 24.0 | 0 | 0 | 0 | 144 | 446.4 | 576 | 744 | 744 | 504 | 74.4 | 0 | 0 | 0 | 0 | 0 | 33936.7645 | 105203.97 | 135747.058 | 175339.95 | 175339.95 | 118778.6758 | 17533.995 | 0 | 0 | 3232.8 | 761880.3633 | 15.2472
1682 | Electric heating | Baseboards | BB | Heating 1 |  | 6 |  |  |  |  | 8.04289544235925 | 0.75 | 0.8825 | 0.7645 | 5.0992 |  | 0.5 | All Day | 24.0 | 372 | 302.4 | 186 | 144 | 130.2 | 72 | 74.4 | 74.4 | 72 | 74.4 | 216 | 372 | 1896.8839 | 1541.983 | 948.4419 | 734.2776 | 663.9093 | 367.1388 | 379.3768 | 379.3768 | 367.1388 | 379.3768 | 1101.4164 | 1896.8839 | 2089.8 | 10656.204 | 11.3783
1683 | Unit Heater | Unit Heater Fan |  | Heating 1 |  |  | 1 |  | 105.0 | 1.7 | 0.23927613941018800 | 0.75 | 0.75 | 0.67 | 0.1196 |  | 0.5 | All Day | 24.0 | 334.8 | 336 | 316.2 | 288 | 111.6 | 90 | 74.4 | 0 | 36 | 37.2 | 162 | 223.2 | 40.0404 | 40.1839 | 37.8159 | 34.4434 | 13.3468 | 10.7636 | 8.8979 | 0 | 4.3054 | 4.4489 | 19.3744 | 26.6936 | 2009.4 | 240.3142 | 0.55983
1684 | Unit Heater | Unit Heater Fan | EH-2 | Heating 1 | 0.04 | [5 empty] | 0.04 | 0.75 | 0.75 | 0.7 | 0.02984 |  | 0.5 | All Day | 24.0 | 334.8 | 336 | 316.2 | 288 | 111.6 | 90 | 74.4 | 0 | 36 | 37.2 | 162 | 223.2 | 9.9904 | 10.0262 | 9.4354 | 8.5939 | 3.3301 | 2.6856 | 2.2201 | 0 | 1.0742 | 1.11 | 4.8341 | 6.6603 | 2009.4 | 59.9605 | 0.13968
1685 | Unit Heater | Unit Heater Fan | EH-3 | Heating 1 | 0.04 | [5 empty] | 0.04 | 0.75 | 0.75 | 0.7 | 0.02984 |  | 0.5 | All Day | 24.0 | 334.8 | 336 | 316.2 | 288 | 111.6 | 90 | 74.4 | 0 | 36 | 37.2 | 162 | 223.2 | 9.9904 | 10.0262 | 9.4354 | 8.5939 | 3.3301 | 2.6856 | 2.2201 | 0 | 1.0742 | 1.11 | 4.8341 | 6.6603 | 2009.4 | 59.9605 | 0.13968
1686 | Pump | Heating Supply Pump | P-HX1A | Heating 2 | 60.0 | [5 empty] | 60.0 | 0.75 | 0.93063 | 0.82325 | 36.0725 | 0.73 | 0.5 | All Day | 24.0 | 372 | 285.6 | 241.8 | 144 | 93 | 0 | 0 | 0 | 0 | 186 | 252 | 372 | 7150.9754 | 5490.1037 | 4648.134 | 2768.1195 | 1787.7439 | 0 | 0 | 0 | 0 | 3575.4877 | 4844.2092 | 7150.9754 | 1946.4 | 37415.7489 | 0.87553
1687 | Pump | Heating Supply Pump | P-HX1B | Heating 2 | 60.0 | [5 empty] | 60.0 | 0.75 | 0.93063 | 0.82325 | 36.0725 | 0.73 | 0.5 | All Day | 24.0 | 372 | 285.6 | 241.8 | 144 | 93 | 0 | 0 | 0 | 0 | 186 | 252 | 372 | 7150.9754 | 5490.1037 | 4648.134 | 2768.1195 | 1787.7439 | 0 | 0 | 0 | 0 | 3575.4877 | 4844.2092 | 7150.9754 | 1946.4 | 37415.7489 | 0.87553
1688 | Pump | Heating Supply Pump | P-4A | Heating 2 | 75.0 | [5 empty] | 75.0 | 0.75 | 0.935 | 0.828 | 44.8797 | 0.83 | 1 | All Day | 24.0 | 744 | 571.2 | 483.6 | 288 | 186 | 0 | 0 | 0 | 0 | 372 | 504 | 744 | 23002.7026 | 17660.1394 | 14951.7567 | 8904.272 | 5750.6756 | 0 | 0 | 0 | 0 | 11501.3513 | 15582.4759 | 23002.7026 | 3892.8 | 120356.076 | 2.8163
1689 | Pump | Heating Supply Pump | P-4C | Heating 2 | 75.0 | [5 empty] | 75.0 | 0.75 | 0.935 | 0.828 | 44.8797 | 0.83 | 1 | All Day | 24.0 | 744 | 571.2 | 483.6 | 288 | 186 | 0 | 0 | 0 | 0 | 372 | 504 | 744 | 23002.7026 | 17660.1394 | 14951.7567 | 8904.272 | 5750.6756 | 0 | 0 | 0 | 0 | 11501.3513 | 15582.4759 | 23002.7026 | 3892.8 | 120356.076 | 2.8163
1690 | Unit Heater | Cabinet Unit Heater | FF-1 | Heating 1 | 0.04 | [5 empty] | 0.04 | 0.75 | 0.75 | 0.7 | 0.02984 |  | 0.5 | All Day | 24.0 | 372 | 336 | 260.4 | 216 | 130.2 | 72 | 37.2 | 0 | 18 | 55.8 | 144 | 241.8 | 11.1005 | 10.0262 | 7.7703 | 6.4454 | 3.8852 | 2.1485 | 1.11 | 0 | 0.53712 | 1.6651 | 4.297 | 7.2153 | 1883.4 | 56.2007 | 0.010111
1691 | Unit Heater | Cabinet Unit Heater | FF-3 | Heating 1 | 0.04 | [5 empty] | 0.04 | 0.75 | 0.75 | 0.7 | 0.02984 |  | 0.5 | All Day | 24.0 | 372 | 336 | 260.4 | 216 | 130.2 | 72 | 37.2 | 0 | 18 | 55.8 | 144 | 241.8 | 11.1005 | 10.0262 | 7.7703 | 6.4454 | 3.8852 | 2.1485 | 1.11 | 0 | 0.53712 | 1.6651 | 4.297 | 7.2153 | 1883.4 | 56.2007 | 0.010111
1692 | Unit Heater | Cabinet Unit Heater | FF-4 | Heating 1 | 0.04 | [5 empty] | 0.04 | 0.75 | 0.75 | 0.7 | 0.02984 |  | 0.5 | All Day | 24.0 | 372 | 336 | 260.4 | 216 | 130.2 | 72 | 37.2 | 0 | 18 | 55.8 | 144 | 241.8 | 11.1005 | 10.0262 | 7.7703 | 6.4454 | 3.8852 | 2.1485 | 1.11 | 0 | 0.53712 | 1.6651 | 4.297 | 7.2153 | 1883.4 | 56.2007 | 0.010111
1693 | Pump | HW Pump | Circ Pump | Heating 1 | 0.08 | [5 empty] | 0.08 | 0.75 | 0.75 | 0.7 | 0.05968 |  | 1 | All Day | 24.0 | 669.6 | 672 | 446.4 | 72 | 55.8 | 72 | 0 | 0 | 36 | 186 | 432 | 744 | 39.9617 | 40.105 | 26.6412 | 4.297 | 3.3301 | 4.297 | 0 | 0 | 2.1485 | 11.1005 | 25.7818 | 44.4019 | 3385.8 | 202.0645 | 0.06598
1694 | Heat pump | 28 x AC Units (9000BTU) |  | Heat Pump |  | 2.6 |  |  |  |  | 3.485254691689010 | 0.75 | 0.86 | 0.71525 | 63.4884 |  | 0.25 | All Day | 24.0 | 186 | 168 | 130.2 | 90 | 93 | 81 | 65.1 | 93 | 90 | 111.6 | 144 | 186 | 11808.8372 | 10666.0465 | 8266.186 | 5713.9535 | 5904.4186 | 5142.5581 | 4133.093 | 5904.4186 | 5713.9535 | 7085.3023 | 9142.3256 | 11808.8372 | 1437.9 | 91289.9302 | 24.7365
1695 | Fan Coil | Supply Fan | FCU-D-03 | Heating 2 | 0.4 | [5 empty] | 0.4 | 0.75 | 0.75 | 0.7 | 0.2984 |  | 0.5 | All Day | 24.0 | 372 | 285.6 | 241.8 | 144 | 93 | 0 | 0 | 0 | 0 | 0 | 252 | 372 | 111.0048 | 85.223 | 72.1531 | 42.9696 | 27.7512 | 0 | 0 | 0 | 0 | 0 | 75.1968 | 111.0048 | 1760.4 | 525.3034 | 0.026979
1696 | Fan Coil | Supply Fan | FCU-D-04 | Heating 2 | 0.4 | [5 empty] | 0.4 | 0.75 | 0.75 | 0.7 | 0.2984 |  | 0.5 | All Day | 24.0 | 372 | 285.6 | 241.8 | 144 | 93 | 0 | 0 | 0 | 0 | 0 | 252 | 372 | 111.0048 | 85.223 | 72.1531 | 42.9696 | 27.7512 | 0 | 0 | 0 | 0 | 0 | 75.1968 | 111.0048 | 1760.4 | 525.3034 | 0.026979
1697 | AC System | Compressor | RTU-2 | Cooling 1 |  |  | 3 | 13.5 | 208.0 |  | 6.5195692595890200 | 0.75 | 0.87 | 0.758 | 2.765 |  | 0.3 | Admin-RTU-2 | 10.0 | 0 | 0 | 0 | 0 | 46.5 | 63 | 93 | 65.1 | 45 | 0 | 0 | 0 | 0 | 0 | 0 | 0 | 128.5704 | 174.1922 | 257.1409 | 179.9986 | 124.423 | 0 | 0 | 0 | 312.6 | 864.3252 | 0.10684
1698 | Domestic hot water | DHW Tank |  | Uniform |  | 30 |  |  |  |  | 40.21447721179630 | 0.75 | 0.92175 | 0.80875 | 24.4101 |  | 0.33 | All Day | 24.0 | 245.52 | 221.76 | 245.52 | 237.6 | 245.52 | 237.6 | 245.52 | 245.52 | 237.6 | 245.52 | 237.6 | 245.52 | 5993.1652 | 5413.1814 | 5993.1652 | 5799.8373 | 5993.1652 | 5799.8373 | 5993.1652 | 5993.1652 | 5799.8373 | 5993.1652 | 5799.8373 | 5993.1652 | 2890.8 | 70564.6867 | 11.8957
1699 | Domestic hot water | DHW Tank |  | Uniform |  | 24 |  |  |  |  | 32.171581769437 | 0.75 | 0.91612 | 0.809 | 19.648 |  | 0.33 | All Day | 24.0 | 245.52 | 221.76 | 245.52 | 237.6 | 245.52 | 237.6 | 245.52 | 245.52 | 237.6 | 245.52 | 237.6 | 245.52 | 4823.9705 | 4357.1347 | 4823.9705 | 4668.3586 | 4823.9705 | 4668.3586 | 4823.9705 | 4823.9705 | 4668.3586 | 4823.9705 | 4668.3586 | 4823.9705 | 2890.8 | 56798.3627 | 9.575
1700 | Domestic hot water | DHW Tank |  | Uniform |  | 30 |  |  |  |  | 40.21447721179630 | 0.75 | 0.92175 | 0.80875 | 24.4101 |  | 0.33 | All Day | 24.0 | 245.52 | 221.76 | 245.52 | 237.6 | 245.52 | 237.6 | 245.52 | 245.52 | 237.6 | 245.52 | 237.6 | 245.52 | 5993.1652 | 5413.1814 | 5993.1652 | 5799.8373 | 5993.1652 | 5799.8373 | 5993.1652 | 5993.1652 | 5799.8373 | 5993.1652 | 5799.8373 | 5993.1652 | 2890.8 | 70564.6867 | 11.8957
1701 | Domestic hot water | DHW Tank |  | Uniform |  | 15 |  |  |  |  | 20.107238605898100 | 0.75 | 0.90412 | 0.79925 | 12.443 |  | 0.33 | All Day | 24.0 | 245.52 | 221.76 | 245.52 | 237.6 | 245.52 | 237.6 | 245.52 | 245.52 | 237.6 | 245.52 | 237.6 | 245.52 | 3054.9979 | 2759.353 | 3054.9979 | 2956.4496 | 3054.9979 | 2956.4496 | 3054.9979 | 3054.9979 | 2956.4496 | 3054.9979 | 2956.4496 | 3054.9979 | 2890.8 | 35970.1369 | 6.0638
1702 | Domestic hot water | DHW Tank |  | Uniform |  | 15 |  |  |  |  | 20.107238605898100 | 0.75 | 0.90412 | 0.79925 | 12.443 |  | 0.33 | All Day | 24.0 | 245.52 | 221.76 | 245.52 | 237.6 | 245.52 | 237.6 | 245.52 | 245.52 | 237.6 | 245.52 | 237.6 | 245.52 | 3054.9979 | 2759.353 | 3054.9979 | 2956.4496 | 3054.9979 | 2956.4496 | 3054.9979 | 3054.9979 | 2956.4496 | 3054.9979 | 2956.4496 | 3054.9979 | 2890.8 | 35970.1369 | 6.0638
1703 | AC system | Compressor | RTU-1 | Cooling 1 |  |  | 1 | 21.8 | 208.0 |  | 6.078284182305630 | 0.75 | 0.75 | 0.905 | 3.0777 |  | 0.05 | RTU-1, HP, EF-5 & UHs | 24.0 | 0 | 0 | 0 | 0 | 0 | 10.8 | 37.2 | 37.2 | 25.2 | 0 | 0 | 0 | 0 | 0 | 0 | 0 | 0 | 33.2394 | 114.4913 | 114.4913 | 77.5586 | 0 | 0 | 0 | 110.4 | 339.7807 | 0.80494
1704 | AC system | Compressor | RTU-2 | Cooling 1 |  |  | 3 | 25 | 208.0 |  | 12.073276406646300 | 0.75 | 0.89338 | 0.78375 | 5.2942 |  | 0.05 | RTU-2 | 24.0 | 0 | 0 | 0 | 0 | 0 | 10.8 | 37.2 | 37.2 | 25.2 | 0 | 0 | 0 | 0 | 0 | 0 | 0 | 0 | 57.1777 | 196.9453 | 196.9453 | 133.4146 | 0 | 0 | 0 | 110.4 | 584.483 | 1.3846
1705 | AC system | Condenser Fan | RTU-2 | Cooling 1 | 0.7 | [5 empty] | 0.7 | 0.75 | 0.75 | 0.7 | 0.5222 |  | 0.05 | RTU-2 | 24.0 | 0 | 0 | 0 | 0 | 0 | 10.8 | 37.2 | 37.2 | 25.2 | 0 | 0 | 0 | 0 | 0 | 0 | 0 | 0 | 5.6398 | 19.4258 | 19.4258 | 13.1594 | 0 | 0 | 0 | 110.4 | 57.6509 | 0.13657
1706 | AC system | Compressor |  | Cooling 1 |  |  | 3 | 16 | 208.0 |  | 7.72689690025365 | 0.75 | 0.8825 | 0.7645 | 3.3051 |  | 0.15 | Occupied | 16.0 | 0 | 0 | 0 | 0 | 0 | 0 | 74.4 | 74.4 | 0 | 0 | 0 | 0 | 0 | 0 | 0 | 0 | 0 | 0 | 245.8984 | 245.8984 | 0 | 0 | 0 | 0 | 148.8 | 491.7967 | 2.3257
1707 | AC system | Condensor Fan |  | Cooling 1 |  |  | 1 |  | 208.0 | 2.9 | 0.8085790884718500 | 0.75 | 0.75 | 0.69667 | 0.42023 |  | 0.15 | Occupied | 16.0 | 0 | 0 | 0 | 0 | 0 | 0 | 74.4 | 74.4 | 0 | 0 | 0 | 0 | 0 | 0 | 0 | 0 | 0 | 0 | 31.2651 | 31.2651 | 0 | 0 | 0 | 0 | 148.8 | 62.5301 | 0.2957
1708 | AC system | Compressor |  | Cooling 1 |  | 7 |  |  |  |  | 9.383378016085790 | 0.75 | 0.8825 | 0.7645 | 5.949 |  | 0.15 | Occupied | 16.0 | 0 | 0 | 0 | 0 | 0 | 0 | 74.4 | 74.4 | 0 | 0 | 0 | 0 | 0 | 0 | 0 | 0 | 0 | 0 | 442.6062 | 442.6062 | 0 | 0 | 0 | 0 | 148.8 | 885.2125 | 4.1861
1709 | AC system | Condensor Fan |  | Cooling 1 |  |  | 1 |  | 208.0 | 2.9 | 0.8085790884718500 | 0.75 | 0.75 | 0.69667 | 0.42023 |  | 0.15 | Occupied | 16.0 | 0 | 0 | 0 | 0 | 0 | 0 | 74.4 | 74.4 | 0 | 0 | 0 | 0 | 0 | 0 | 0 | 0 | 0 | 0 | 31.2651 | 31.2651 | 0 | 0 | 0 | 0 | 148.8 | 62.5301 | 0.2957
1710 | AC system | York Chiller | Chiller | Cooling 1 | 351.0 |  | 3 |  | 460.0 |  | 351.0 | 0.75 | 0.94963 | 0.835 | 206.8022 |  | 0.2 | All Day | 24.0 | 0 | 0 | 0 | 14.4 | 59.52 | 86.4 | 119.04 | 119.04 | 43.2 | 0 | 0 | 0 | 0 | 0 | 0 | 2977.9511 | 12308.8645 | 17867.7065 | 24617.729 | 24617.729 | 8933.8533 | 0 | 0 | 0 | 441.6 | 91323.8333 | 2.2745
1711 | Electric heating | Electric Fire Place |  | Heating 1 |  | 1.5 |  |  |  |  | 2.010723861 | 0.75 | 0.845 | 0.702 | 1.3314 |  | 0.6 | All Day | 24.0 | 312.48 | 282.24 | 267.84 | 172.8 | 0 | 0 | 0 | 0 | 0 | 44.64 | 432 | 446.4 | 416.0237 | 375.7633 | 356.5917 | 230.0592 | 0 | 0 | 0 | 0 | 0 | 59.432 | 575.1479 | 594.3195 | 1958.4 | 2607.3373 | 8.5789
1712 | Electric heating | Electric Force Flow |  | Heating 1 |  | 0.5 |  |  |  |  | 0.6702412869 | 0.75 | 0.75 | 0.7 | 0.5 |  | 0.6 | All Day | 24.0 | 312.48 | 282.24 | 267.84 | 172.8 | 0 | 0 | 0 | 0 | 0 | 44.64 | 432 | 446.4 | 156.24 | 141.12 | 133.92 | 86.4 | 0 | 0 | 0 | 0 | 0 | 22.32 | 216 | 223.2 | 1958.4 | 979.2 | 3.2219
1713 | Electric heating | Forced Flow Heater |  | Heating 1 |  | 1 |  |  |  |  | 1.3404825737265400 | 1 | 1 | 1 | 1 |  | 0.3 | All Day | 24.0 | 223.2 | 181.44 | 156.24 | 108 | 89.28 | 0 | 5.58 | 5.58 | 43.2 | 89.28 | 194.4 | 223.2 | 223.2 | 181.44 | 156.24 | 108 | 89.28 | 0 | 5.58 | 5.58 | 43.2 | 89.28 | 194.4 | 223.2 | 1319.4 | 1319.4 | 0.22755
1714 | Heat pump | Compressor | HP-1 | Heat Pump |  |  | 3 | 32 | 575.0 |  | 42.720824208133200 | 0.75 | 0.92175 | 0.80875 | 19.331 |  | 0.5 | All Day | 24.0 | 334.8 | 235.2 | 223.2 | 216 | 186 | 252 | 260.4 | 260.4 | 252 | 334.8 | 360 | 372 | 6472.0141 | 4546.6479 | 4314.6761 | 4175.493 | 3595.5634 | 4871.4085 | 5033.7888 | 5033.7888 | 4871.4085 | 6472.0141 | 6959.155 | 7191.1268 | 3286.8 | 63537.085 | 10.5675
1715 | Heat pump | Compressor |  | Heat Pump |  |  | 1 |  | 230.0 | 11.4 | 3.514745308310990 | 0.75 | 0.75 | 0.845 | 2.2156 |  | 0.5 | All Day | 24.0 | 372 | 336 | 260.4 | 252 | 74.4 | 36 | 37.2 | 37.2 | 36 | 37.2 | 180 | 372 | 824.1995 | 744.4382 | 576.9396 | 558.3287 | 164.8399 | 79.7612 | 82.4199 | 82.4199 | 79.7612 | 82.4199 | 398.8062 | 824.1995 | 2030.4 | 4498.5339 | 13.0511
1716 | Heat pump | Condensor Fan |  | Heat Pump |  |  | 1 |  | 230.0 | 1.1 | 0.339142091152815 | 0.75 | 0.75 | 0.67 | 0.16951 |  | 0.5 | All Day | 24.0 | 372 | 336 | 260.4 | 252 | 74.4 | 36 | 37.2 | 37.2 | 36 | 37.2 | 180 | 372 | 63.0577 | 56.9554 | 44.1404 | 42.7165 | 12.6115 | 6.1024 | 6.3058 | 6.3058 | 6.1024 | 6.3058 | 30.5118 | 63.0577 | 2030.4 | 344.1731 | 0.99851
1717 | Heat pump | Compressor |  | Heat Pump |  |  | 1 | 16 | 208.0 |  | 4.46112600536193 | 0.75 | 0.75 | 0.845 | 2.1091 |  | 0.5 | All Day | 24.0 | 372 | 336 | 260.4 | 252 | 74.4 | 36 | 37.2 | 37.2 | 36 | 37.2 | 180 | 372 | 784.5926 | 708.6643 | 549.2148 | 531.4982 | 156.9185 | 75.9283 | 78.4593 | 78.4593 | 75.9283 | 78.4593 | 379.6416 | 784.5926 | 2030.4 | 4282.3572 | 12.4239
1718 | Electric heating | Electric Boiler | B-1 | Heating 3 |  | 198 |  |  |  |  | 265.4155495978550 | 0.75 | 0.94963 | 0.835 | 156.3775 |  | 0.15 | All Day | 24.0 | 82.2 | 48.75 | 42.6 | 17.85 | 0.45 | 0 | 0 | 0 | 0.75 | 3.3 | 47.4 | 73.8 | 12854.2319 | 7623.404 | 6661.6822 | 2791.3387 | 70.3699 | 0 | 0 | 0 | 117.2831 | 516.0458 | 7412.2943 | 11540.6608 | 317.1 | 49587.3108 | 8.2474
1719 | Electric heating | Parking Unit Heater | UH6 | Heating 1 |  | 25 |  |  |  |  | 33.51206434 | 0.75 | 0.91612 | 0.809 | 20.4666 |  | 0.15 | All Day | 24.0 | 100.44 | 80.64 | 39.06 | 16.2 | 0 | 0 | 0 | 0 | 0 | 11.16 | 54 | 111.6 | 2055.6693 | 1650.4298 | 799.4269 | 331.5596 | 0 | 0 | 0 | 0 | 0 | 228.4077 | 1105.1985 | 2284.077 | 413.1 | 8454.7687 | 5.5934
1720 | Electric heating | Parking Unit Heater | UH7 | Heating 1 |  | 25 |  |  |  |  | 33.51206434 | 0.75 | 0.91612 | 0.809 | 20.4666 |  | 0.15 | All Day | 24.0 | 100.44 | 80.64 | 39.06 | 16.2 | 0 | 0 | 0 | 0 | 0 | 11.16 | 54 | 111.6 | 2055.6693 | 1650.4298 | 799.4269 | 331.5596 | 0 | 0 | 0 | 0 | 0 | 228.4077 | 1105.1985 | 2284.077 | 413.1 | 8454.7687 | 5.5934
1721 | Electric heating | Entrance Heater | FF1 | Heating 1 |  | 3 |  |  |  |  | 4.021447721 | 0.75 | 0.86 | 0.71525 | 2.6163 |  | 0.3 | All Day | 24.0 | 200.88 | 161.28 | 78.12 | 32.4 | 0 | 0 | 0 | 0 | 0 | 22.32 | 108 | 223.2 | 525.5581 | 421.9535 | 204.3837 | 84.7674 | 0 | 0 | 0 | 0 | 0 | 58.3953 | 282.5581 | 583.9535 | 826.2 | 2161.5698 | 1.43
1722 | Electric heating | Entrance Heater | FF2 | Heating 1 |  | 3 |  |  |  |  | 4.021447721 | 0.75 | 0.86 | 0.71525 | 2.6163 |  | 0.3 | All Day | 24.0 | 200.88 | 161.28 | 78.12 | 32.4 | 0 | 0 | 0 | 0 | 0 | 22.32 | 108 | 223.2 | 525.5581 | 421.9535 | 204.3837 | 84.7674 | 0 | 0 | 0 | 0 | 0 | 58.3953 | 282.5581 | 583.9535 | 826.2 | 2161.5698 | 1.43
1723 | Electric heating | Entrance Heater | FF3 | Heating 1 |  | 9 |  |  |  |  | 12.06434316 | 0.75 | 0.89338 | 0.78375 | 7.5556 |  | 0.3 | All Day | 24.0 | 200.88 | 161.28 | 78.12 | 32.4 | 0 | 0 | 0 | 0 | 0 | 22.32 | 108 | 223.2 | 1517.7725 | 1218.57 | 590.2449 | 244.802 | 0 | 0 | 0 | 0 | 0 | 168.6414 | 816.0067 | 1686.4139 | 826.2 | 6242.4514 | 4.1298
1724 | AC system | Compressor | R-CU-1 | Cooling 1 |  |  | 3 | 14 | 575.0 |  | 18.69036059105830 | 1 | 0.90012 | 0.7965 | 11.1056 |  | 0.25 | All Day | 24.0 | 0 | 0 | 0 | 9 | 74.4 | 144 | 186 | 186 | 90 | 9.3 | 0 | 0 | 0 | 0 | 0 | 99.9505 | 826.2571 | 1599.2074 | 2065.6428 | 2065.6428 | 999.5046 | 103.2821 | 0 | 0 | 698.7 | 7759.4874 | 2.8989
1725 | AC system | Compressor Fan | R-CU-1 | Cooling 1 |  |  | 1 | 0.7 | 460.0 |  | 0.4316353887399460 | 0.75 | 0.75 | 0.67 | 0.16181 |  | 0.25 | All Day | 24.0 | 0 | 0 | 0 | 9 | 74.4 | 144 | 186 | 186 | 90 | 9.3 | 0 | 0 | 0 | 0 | 0 | 1.4562 | 12.0383 | 23.2999 | 30.0957 | 30.0957 | 14.5625 | 1.5048 | 0 | 0 | 698.7 | 113.0532 | 0.042236
1726 | AC system | Compressor | R-CU-2 | Cooling 1 |  |  | 3 | 14 | 575.0 |  | 18.69036059105830 | 1 | 0.90012 | 0.7965 | 11.1056 |  | 0.25 | All Day | 24.0 | 0 | 0 | 0 | 9 | 74.4 | 144 | 186 | 186 | 90 | 9.3 | 0 | 0 | 0 | 0 | 0 | 99.9505 | 826.2571 | 1599.2074 | 2065.6428 | 2065.6428 | 999.5046 | 103.2821 | 0 | 0 | 698.7 | 7759.4874 | 2.8989
1727 | AC system | Compressor Fan | R-CU-2 | Cooling 1 |  |  | 1 | 0.7 | 460.0 |  | 0.4316353887399460 | 0.75 | 0.75 | 0.67 | 0.16181 |  | 0.25 | All Day | 24.0 | 0 | 0 | 0 | 9 | 74.4 | 144 | 186 | 186 | 90 | 9.3 | 0 | 0 | 0 | 0 | 0 | 1.4562 | 12.0383 | 23.2999 | 30.0957 | 30.0957 | 14.5625 | 1.5048 | 0 | 0 | 698.7 | 113.0532 | 0.042236
1728 | AC system | Compressor | R-CU-3 | Cooling 1 |  |  | 3 | 14 | 575.0 |  | 18.69036059105830 | 1 | 0.90012 | 0.7965 | 11.1056 |  | 0.25 | All Day | 24.0 | 0 | 0 | 0 | 9 | 74.4 | 144 | 186 | 186 | 90 | 9.3 | 0 | 0 | 0 | 0 | 0 | 99.9505 | 826.2571 | 1599.2074 | 2065.6428 | 2065.6428 | 999.5046 | 103.2821 | 0 | 0 | 698.7 | 7759.4874 | 2.8989
1729 | AC system | Compressor Fan | R-CU-3 | Cooling 1 |  |  | 1 | 0.7 | 460.0 |  | 0.4316353887399460 | 0.75 | 0.75 | 0.67 | 0.32361 |  | 0.25 | All Day | 24.0 | 0 | 0 | 0 | 9 | 74.4 | 144 | 186 | 186 | 90 | 9.3 | 0 | 0 | 0 | 0 | 0 | 2.9125 | 24.0766 | 46.5998 | 60.1915 | 60.1915 | 29.1249 | 3.0096 | 0 | 0 | 698.7 | 226.1063 | 0.084471
1730 | AC system | Compressor | R-CU-4 | Cooling 1 |  |  | 3 | 12.4 | 575.0 |  | 16.554319380651600 | 1 | 0.90012 | 0.7965 | 9.8364 |  | 0.25 | All Day | 24.0 | 0 | 0 | 0 | 9 | 74.4 | 144 | 186 | 186 | 90 | 9.3 | 0 | 0 | 0 | 0 | 0 | 88.5276 | 731.8277 | 1416.4408 | 1829.5694 | 1829.5694 | 885.2755 | 91.4785 | 0 | 0 | 698.7 | 6872.6888 | 2.5676
1731 | AC system | Compressor | R-CU-5 | Cooling 1 |  |  | 3 | 12.4 | 575.0 |  | 16.554319380651600 | 1 | 0.90012 | 0.7965 | 9.8364 |  | 0.25 | All Day | 24.0 | 0 | 0 | 0 | 9 | 74.4 | 144 | 186 | 186 | 90 | 9.3 | 0 | 0 | 0 | 0 | 0 | 88.5276 | 731.8277 | 1416.4408 | 1829.5694 | 1829.5694 | 885.2755 | 91.4785 | 0 | 0 | 698.7 | 6872.6888 | 2.5676
1732 | Domestic hot water | DHW Tank |  | DHW |  | 6 |  |  |  |  | 8.04289544235925 | 1 | 1 | 0.7645 | 6 |  | 0.1 | All Day | 24.0 | 29.76 | 26.88 | 29.76 | 28.8 | 74.4 | 72 | 74.4 | 74.4 | 72 | 74.4 | 72 | 74.4 | 178.56 | 161.28 | 178.56 | 172.8 | 446.4 | 432 | 446.4 | 446.4 | 432 | 446.4 | 432 | 446.4 | 703.2 | 4219.2 | 0.39108
1733 | Domestic hot water | DHW Tank | DHWT-1 | DHW |  | 3 |  |  |  |  | 4.021447721179630 | 1 | 1 | 0.71525 | 3 |  | 0.1 | All Day | 24.0 | 29.76 | 26.88 | 29.76 | 28.8 | 74.4 | 72 | 74.4 | 74.4 | 72 | 74.4 | 72 | 74.4 | 89.28 | 80.64 | 89.28 | 86.4 | 223.2 | 216 | 223.2 | 223.2 | 216 | 223.2 | 216 | 223.2 | 703.2 | 2109.6 | 0.19554
1734 | Domestic hot water | DHW Tank | DHW | DHW |  | 9 |  |  |  |  | 12.064343163538900 | 1 | 1 | 0.78375 | 9 |  | 0.1 | All Day | 24.0 | 29.76 | 26.88 | 29.76 | 28.8 | 74.4 | 72 | 74.4 | 74.4 | 72 | 74.4 | 72 | 74.4 | 267.84 | 241.92 | 267.84 | 259.2 | 669.6 | 648 | 669.6 | 669.6 | 648 | 669.6 | 648 | 669.6 | 703.2 | 6328.8 | 0.58662
1735 | Domestic hot water | DHW Tank |  | DHW |  | 3 |  |  |  |  | 4.021447721179630 | 1 | 1 | 0.71525 | 3 |  | 0.1 | All Day | 24.0 | 29.76 | 26.88 | 29.76 | 28.8 | 74.4 | 72 | 74.4 | 74.4 | 72 | 74.4 | 72 | 74.4 | 89.28 | 80.64 | 89.28 | 86.4 | 223.2 | 216 | 223.2 | 223.2 | 216 | 223.2 | 216 | 223.2 | 703.2 | 2109.6 | 0.19554
1736 | Domestic hot water | DHW Tank |  | DHW |  | 24 |  |  |  |  | 32.171581769437 | 1 | 1 | 0.809 | 24 |  | 0.1 | All Day | 24.0 | 29.76 | 26.88 | 29.76 | 28.8 | 74.4 | 72 | 74.4 | 74.4 | 72 | 74.4 | 72 | 74.4 | 714.24 | 645.12 | 714.24 | 691.2 | 1785.6 | 1728 | 1785.6 | 1785.6 | 1728 | 1785.6 | 1728 | 1785.6 | 703.2 | 16876.8 | 1.5643
1737 | Domestic hot water | DHW Tank |  | DHW |  | 6 |  |  |  |  | 8.04289544235925 | 1 | 1 | 0.7645 | 6 |  | 0.1 | All Day | 24.0 | 29.76 | 26.88 | 29.76 | 28.8 | 74.4 | 72 | 74.4 | 74.4 | 72 | 74.4 | 72 | 74.4 | 178.56 | 161.28 | 178.56 | 172.8 | 446.4 | 432 | 446.4 | 446.4 | 432 | 446.4 | 432 | 446.4 | 703.2 | 4219.2 | 0.39108
1738 | Domestic hot water | DHW Tank |  | DHW |  | 30 |  |  |  |  | 40.21447721179630 | 1 | 1 | 0.80875 | 30 |  | 0.1 | All Day | 24.0 | 29.76 | 26.88 | 29.76 | 28.8 | 74.4 | 72 | 74.4 | 74.4 | 72 | 74.4 | 72 | 74.4 | 892.8 | 806.4 | 892.8 | 864 | 2232 | 2160 | 2232 | 2232 | 2160 | 2232 | 2160 | 2232 | 703.2 | 21096 | 1.9554
1739 | Domestic hot water | DHW Tank |  | DHW |  | 3 |  |  |  |  | 4.021447721179630 | 1 | 1 | 0.71525 | 3 |  | 0.1 | All Day | 24.0 | 29.76 | 26.88 | 29.76 | 28.8 | 74.4 | 72 | 74.4 | 74.4 | 72 | 74.4 | 72 | 74.4 | 89.28 | 80.64 | 89.28 | 86.4 | 223.2 | 216 | 223.2 | 223.2 | 216 | 223.2 | 216 | 223.2 | 703.2 | 2109.6 | 0.19554
1740 | Domestic hot water | DHW Tank |  | DHW |  | 18 |  |  |  |  | 24.128686327077700 | 1 | 1 | 0.79925 | 18 |  | 0.2 | All Day | 24.0 | 59.52 | 53.76 | 59.52 | 57.6 | 148.8 | 144 | 148.8 | 148.8 | 144 | 148.8 | 144 | 148.8 | 1071.36 | 967.68 | 1071.36 | 1036.8 | 2678.4 | 2592 | 2678.4 | 2678.4 | 2592 | 2678.4 | 2592 | 2678.4 | 1406.4 | 25315.2 | 2.3465
1741 | AC system | DX Cooling |  | Cooling 1 |  | 1.5 |  |  |  |  | 2.0107238605898100 | 0.75 | 0.845 | 0.702 | 1.3314 |  | 0.33 | All Day | 24.0 | 0 | 0 | 0 | 0 | 73.656 | 166.32 | 196.416 | 245.52 | 0 | 0 | 0 | 0 | 0 | 0 | 0 | 0 | 98.0627 | 221.432 | 261.5006 | 326.8757 | 0 | 0 | 0 | 0 | 681.912 | 907.871 | 6.5165
1742 | Electric heating | Electric Heater | A-35 | Heating 1 |  |  | 3 | 22 | 208.0 |  | 10.62448323784880 | 0.75 | 0.89338 | 0.78375 | 4.6589 |  | 0.4 | Occupied | 9.428571428571430 | 116.9143 | 84.48 | 70.1486 | 0 | 0 | 0 | 2.9229 | 2.9229 | 2.8286 | 0 | 67.8857 | 116.9143 | 544.6946 | 393.5857 | 326.8167 | 0 | 0 | 0 | 13.6174 | 13.6174 | 13.1781 | 0 | 316.2743 | 544.6946 | 465.0171 | 2166.4787 | 5.7192
1743 | Electric heating | Force Flow Heater |  | Heating 1 |  | 1 |  |  |  |  | 1.3404825737265400 | 0.75 | 0.75 | 0.65475 | 1 |  | 0.4 | Occupied | 9.428571428571430 | 116.9143 | 84.48 | 70.1486 | 0 | 0 | 0 | 2.9229 | 2.9229 | 2.8286 | 0 | 67.8857 | 116.9143 | 116.9143 | 84.48 | 70.1486 | 0 | 0 | 0 | 2.9229 | 2.9229 | 2.8286 | 0 | 67.8857 | 116.9143 | 465.0171 | 465.0171 | 1.2276
1744 | Electric heating | heat pump RTUs |  | Heating 1 |  | 10.5 |  |  |  |  | 14.075067024128700 | 0.75 | 0.89338 | 0.78375 | 8.8149 |  | 0.4 | Occupied | 9.428571428571430 | 116.9143 | 84.48 | 70.1486 | 0 | 0 | 0 | 2.9229 | 2.9229 | 2.8286 | 0 | 67.8857 | 116.9143 | 1030.5863 | 744.6817 | 618.3518 | 0 | 0 | 0 | 25.7647 | 25.7647 | 24.9335 | 0 | 598.4049 | 1030.5863 | 465.0171 | 4099.0737 | 10.821
1745 | Other Cooling | Chiller 1 | CH-1 | Cooling 1 |  | 265 |  |  |  |  | 355.2278820375340 | 0.75 | 0.94963 | 0.835 | 209.2931 |  | 0.2 | All Day | 24.0 | 0 | 0 | 0 | 0 | 0 | 43.2 | 148.8 | 119.04 | 43.2 | 0 | 0 | 0 | 0 | 0 | 0 | 0 | 0 | 9041.4637 | 31142.8195 | 24914.2556 | 9041.4637 | 0 | 0 | 0 | 354.24 | 74140.0026 | 4.2271
1746 | AC system | DX Compressor | RTU-1 | Cooling 1 |  |  | 3 | 7.4 | 575.0 |  | 9.879190598130790 | 0.75 | 0.8825 | 0.7645 | 4.2257 |  | 0.3 | 24/7 | 24.0 | 0 | 0 | 0 | 43.2 | 89.28 | 21.6 | 223.2 | 223.2 | 108 | 0 | 0 | 0 | 0 | 0 | 0 | 182.5504 | 377.2707 | 91.2752 | 943.1769 | 943.1769 | 456.3759 | 0 | 0 | 0 | 708.48 | 2993.8259 | 0.29976
1747 | AC system | DX Compressor | RTU-3 | Cooling 1 |  |  | 1 | 10.1 | 208.0 |  | 2.816085790884720 | 0.75 | 0.75 | 0.745 | 1.1738 |  | 0.3 | 24/7 | 24.0 | 0 | 0 | 0 | 43.2 | 89.28 | 21.6 | 223.2 | 223.2 | 108 | 0 | 0 | 0 | 0 | 0 | 0 | 50.7091 | 104.7988 | 25.3546 | 261.9971 | 261.9971 | 126.7728 | 0 | 0 | 0 | 708.48 | 831.6294 | 0.083267
1748 | AC system | DX Compressor | RTU-5 | Cooling 1 |  |  | 3 | 5.1 | 575.0 |  | 6.808631358171220 | 0.75 | 0.87 | 0.758 | 2.8875 |  | 0.3 | 24/7 | 24.0 | 0 | 0 | 0 | 43.2 | 89.28 | 21.6 | 223.2 | 223.2 | 108 | 0 | 0 | 0 | 0 | 0 | 0 | 124.742 | 257.8002 | 62.371 | 644.5006 | 644.5006 | 311.8551 | 0 | 0 | 0 | 708.48 | 2045.7696 | 0.20483
1749 | AC system | Split System Fan |  | Cooling 1 |  |  | 1 | 0.75 | 208.0 |  | 0.20911528150134000 | 0.75 | 0.75 | 0.67 | 0.07839 |  | 0.3 | 24/7 | 24.0 | 0 | 0 | 0 | 43.2 | 89.28 | 21.6 | 223.2 | 223.2 | 108 | 0 | 0 | 0 | 0 | 0 | 0 | 3.3864 | 6.9987 | 1.6932 | 17.4966 | 17.4966 | 8.4661 | 0 | 0 | 0 | 708.48 | 55.5377 | 0.0055607
1750 | AC system | Split System Compressor |  | Cooling 1 |  |  | 1 | 12 | 208.0 |  | 3.3458445040214500 | 0.75 | 0.75 | 0.845 | 1.5818 |  | 0.3 | 24/7 | 24.0 | 0 | 0 | 0 | 43.2 | 89.28 | 21.6 | 223.2 | 223.2 | 108 | 0 | 0 | 0 | 0 | 0 | 0 | 68.3355 | 141.2267 | 34.1677 | 353.0667 | 353.0667 | 170.8387 | 0 | 0 | 0 | 708.48 | 1120.702 | 0.11221
1751 | AC System | Chiller Compressor | C-1 | DD Cold Deck |  | 253 |  |  |  |  | 339.142091152815 | 0.75 | 0.94963 | 0.835 | 199.8157 |  | 0.65 | All Day | 24.0 | 96.72 | 87.36 | 145.08 | 187.2 | 290.16 | 374.4 | 435.24 | 483.6 | 374.4 | 193.44 | 93.6 | 96.72 | 19326.1761 | 17455.901 | 28989.2642 | 37405.5022 | 57978.5284 | 74811.0043 | 86967.7925 | 96630.8806 | 74811.0043 | 38652.3522 | 18702.7511 | 19326.1761 | 2857.92 | 571057.3332 | 10.2202
1752 | AC System | Chiller Compressor | C-1 | DD Cold Deck |  | 253 |  |  |  |  | 339.142091152815 | 0.75 | 0.94963 | 0.835 | 199.8157 |  | 0.65 | All Day | 24.0 | 96.72 | 87.36 | 145.08 | 187.2 | 290.16 | 374.4 | 435.24 | 483.6 | 374.4 | 193.44 | 93.6 | 96.72 | 19326.1761 | 17455.901 | 28989.2642 | 37405.5022 | 57978.5284 | 74811.0043 | 86967.7925 | 96630.8806 | 74811.0043 | 38652.3522 | 18702.7511 | 19326.1761 | 2857.92 | 571057.3332 | 10.2202
1753 | Heat pump | Heat Pump Water to Water | HP-1 | Heat Pump |  |  | 3 | 96 | 575.0 |  | 128.1624726244000 | 0.75 | 0.94063 | 0.81625 | 58.5308 |  | 0.4 | All Day | 24.0 | 193.44 | 215.04 | 178.56 | 172.8 | 193.44 | 230.4 | 267.84 | 297.6 | 230.4 | 163.68 | 158.4 | 208.32 | 11322.1902 | 12586.4546 | 10451.2525 | 10114.1153 | 11322.1902 | 13485.4871 | 15676.8787 | 17418.7542 | 13485.4871 | 9580.3148 | 9271.2724 | 12193.1279 | 2509.92 | 146907.525 | 2.7812
1754 | Heat pump | Heat Pump Water to Water | HP-2 | Heat Pump |  |  | 3 | 96 | 575.0 |  | 128.1624726244000 | 0.75 | 0.94063 | 0.81625 | 58.5308 |  | 0.4 | All Day | 24.0 | 193.44 | 215.04 | 178.56 | 172.8 | 193.44 | 230.4 | 267.84 | 297.6 | 230.4 | 163.68 | 158.4 | 208.32 | 11322.1902 | 12586.4546 | 10451.2525 | 10114.1153 | 11322.1902 | 13485.4871 | 15676.8787 | 17418.7542 | 13485.4871 | 9580.3148 | 9271.2724 | 12193.1279 | 2509.92 | 146907.525 | 2.7812
1755 | Heat pump | Heat Pump Water to Water | HP-3 | Heat Pump |  |  | 3 | 96 | 575.0 |  | 128.1624726244000 | 0.75 | 0.94063 | 0.81625 | 58.5308 |  | 0.4 | All Day | 24.0 | 193.44 | 215.04 | 178.56 | 172.8 | 193.44 | 230.4 | 267.84 | 297.6 | 230.4 | 163.68 | 158.4 | 208.32 | 11322.1902 | 12586.4546 | 10451.2525 | 10114.1153 | 11322.1902 | 13485.4871 | 15676.8787 | 17418.7542 | 13485.4871 | 9580.3148 | 9271.2724 | 12193.1279 | 2509.92 | 146907.525 | 2.7812
1756 | Heat pump | Heat Pump Water to Water | HP-4 | Heat Pump |  |  | 3 | 96 | 575.0 |  | 128.1624726244000 | 0.75 | 0.94063 | 0.81625 | 58.5308 |  | 0.4 | All Day | 24.0 | 193.44 | 215.04 | 178.56 | 172.8 | 193.44 | 230.4 | 267.84 | 297.6 | 230.4 | 163.68 | 158.4 | 208.32 | 11322.1902 | 12586.4546 | 10451.2525 | 10114.1153 | 11322.1902 | 13485.4871 | 15676.8787 | 17418.7542 | 13485.4871 | 9580.3148 | 9271.2724 | 12193.1279 | 2509.92 | 146907.525 | 2.7812
1757 | Heat pump | Heat Pump Water to Water | HP-5 | Heat Pump |  |  | 3 | 96 | 575.0 |  | 128.1624726244000 | 0.75 | 0.94063 | 0.81625 | 58.5308 |  | 0.4 | All Day | 24.0 | 193.44 | 215.04 | 178.56 | 172.8 | 193.44 | 230.4 | 267.84 | 297.6 | 230.4 | 163.68 | 158.4 | 208.32 | 11322.1902 | 12586.4546 | 10451.2525 | 10114.1153 | 11322.1902 | 13485.4871 | 15676.8787 | 17418.7542 | 13485.4871 | 9580.3148 | 9271.2724 | 12193.1279 | 2509.92 | 146907.525 | 2.7812
1758 | Heat pump | Heat Pump Water to Water | HP-6 | Heat Pump |  |  | 3 | 96 | 575.0 |  | 128.1624726244000 | 0.75 | 0.94063 | 0.81625 | 58.5308 |  | 0.4 | All Day | 24.0 | 193.44 | 215.04 | 178.56 | 172.8 | 193.44 | 230.4 | 267.84 | 297.6 | 230.4 | 163.68 | 158.4 | 208.32 | 11322.1902 | 12586.4546 | 10451.2525 | 10114.1153 | 11322.1902 | 13485.4871 | 15676.8787 | 17418.7542 | 13485.4871 | 9580.3148 | 9271.2724 | 12193.1279 | 2509.92 | 146907.525 | 2.7812
1759 | Heat pump | Heat Pump Water to Water | HP-7 | Heat Pump |  |  | 3 | 96 | 575.0 |  | 128.1624726244000 | 0.75 | 0.94063 | 0.81625 | 58.5308 |  | 0.4 | All Day | 24.0 | 193.44 | 215.04 | 178.56 | 172.8 | 193.44 | 230.4 | 267.84 | 297.6 | 230.4 | 163.68 | 158.4 | 208.32 | 11322.1902 | 12586.4546 | 10451.2525 | 10114.1153 | 11322.1902 | 13485.4871 | 15676.8787 | 17418.7542 | 13485.4871 | 9580.3148 | 9271.2724 | 12193.1279 | 2509.92 | 146907.525 | 2.7812
1760 | Heat pump | Heat Pump Water to Water | HP-8 | Heat Pump |  |  | 3 | 96 | 575.0 |  | 128.1624726244000 | 0.75 | 0.94063 | 0.81625 | 58.5308 |  | 0.4 | All Day | 24.0 | 193.44 | 215.04 | 178.56 | 172.8 | 193.44 | 230.4 | 267.84 | 297.6 | 230.4 | 163.68 | 158.4 | 208.32 | 11322.1902 | 12586.4546 | 10451.2525 | 10114.1153 | 11322.1902 | 13485.4871 | 15676.8787 | 17418.7542 | 13485.4871 | 9580.3148 | 9271.2724 | 12193.1279 | 2509.92 | 146907.525 | 2.7812
1761 | Heat pump | Heat Pump Water to Water | HP-9 | Heat Pump |  |  | 3 | 96 | 575.0 |  | 128.1624726244000 | 0.75 | 0.94063 | 0.81625 | 58.5308 |  | 0.4 | All Day | 24.0 | 193.44 | 215.04 | 178.56 | 172.8 | 193.44 | 230.4 | 267.84 | 297.6 | 230.4 | 163.68 | 158.4 | 208.32 | 11322.1902 | 12586.4546 | 10451.2525 | 10114.1153 | 11322.1902 | 13485.4871 | 15676.8787 | 17418.7542 | 13485.4871 | 9580.3148 | 9271.2724 | 12193.1279 | 2509.92 | 146907.525 | 2.7812
1762 | Heat pump | Heat Pump Water to Water | HP-10 | Heat Pump |  |  | 3 | 96 | 575.0 |  | 128.1624726244000 | 0.75 | 0.94063 | 0.81625 | 58.5308 |  | 0.4 | All Day | 24.0 | 193.44 | 215.04 | 178.56 | 172.8 | 193.44 | 230.4 | 267.84 | 297.6 | 230.4 | 163.68 | 158.4 | 208.32 | 11322.1902 | 12586.4546 | 10451.2525 | 10114.1153 | 11322.1902 | 13485.4871 | 15676.8787 | 17418.7542 | 13485.4871 | 9580.3148 | 9271.2724 | 12193.1279 | 2509.92 | 146907.525 | 2.7812
1763 | Heat pump | Compressor for HP Air to Water | HP-11 | Heat Pump |  |  | 3 | 18 | 230.0 |  | 9.612185446829960 | 0.75 | 0.8825 | 0.7645 | 4.1115 |  | 0.4 | All Day | 24.0 | 193.44 | 215.04 | 178.56 | 172.8 | 193.44 | 230.4 | 267.84 | 297.6 | 230.4 | 163.68 | 158.4 | 208.32 | 795.3275 | 884.1358 | 734.1485 | 710.4663 | 795.3275 | 947.2884 | 1101.2227 | 1223.5808 | 947.2884 | 672.9694 | 651.2607 | 856.5065 | 2509.92 | 10319.5225 | 0.19537
1764 | Heat pump | Compressor for HP Air to Water | HP-12 | Heat Pump |  |  | 3 | 18 | 230.0 |  | 9.612185446829960 | 0.75 | 0.8825 | 0.7645 | 4.1115 |  | 0.4 | All Day | 24.0 | 193.44 | 215.04 | 178.56 | 172.8 | 193.44 | 230.4 | 267.84 | 297.6 | 230.4 | 163.68 | 158.4 | 208.32 | 795.3275 | 884.1358 | 734.1485 | 710.4663 | 795.3275 | 947.2884 | 1101.2227 | 1223.5808 | 947.2884 | 672.9694 | 651.2607 | 856.5065 | 2509.92 | 10319.5225 | 0.19537
1765 | Heat pump | Compressor for HP Air to Water | HP-13 | Heat Pump |  |  | 3 | 18 | 230.0 |  | 9.612185446829960 | 0.75 | 0.8825 | 0.7645 | 4.1115 |  | 0.4 | All Day | 24.0 | 193.44 | 215.04 | 178.56 | 172.8 | 193.44 | 230.4 | 267.84 | 297.6 | 230.4 | 163.68 | 158.4 | 208.32 | 795.3275 | 884.1358 | 734.1485 | 710.4663 | 795.3275 | 947.2884 | 1101.2227 | 1223.5808 | 947.2884 | 672.9694 | 651.2607 | 856.5065 | 2509.92 | 10319.5225 | 0.19537
1766 | Heat pump | Compressor for HP Air to Water | HP-14 | Heat Pump |  |  | 3 | 18 | 230.0 |  | 9.612185446829960 | 0.75 | 0.8825 | 0.7645 | 4.1115 |  | 0.4 | All Day | 24.0 | 193.44 | 215.04 | 178.56 | 172.8 | 193.44 | 230.4 | 267.84 | 297.6 | 230.4 | 163.68 | 158.4 | 208.32 | 795.3275 | 884.1358 | 734.1485 | 710.4663 | 795.3275 | 947.2884 | 1101.2227 | 1223.5808 | 947.2884 | 672.9694 | 651.2607 | 856.5065 | 2509.92 | 10319.5225 | 0.19537
1767 | Heat pump | Compressor for HP Air to Water | HP-15 | Heat Pump |  |  | 3 | 18 | 230.0 |  | 9.612185446829960 | 0.75 | 0.8825 | 0.7645 | 4.1115 |  | 0.4 | All Day | 24.0 | 193.44 | 215.04 | 178.56 | 172.8 | 193.44 | 230.4 | 267.84 | 297.6 | 230.4 | 163.68 | 158.4 | 208.32 | 795.3275 | 884.1358 | 734.1485 | 710.4663 | 795.3275 | 947.2884 | 1101.2227 | 1223.5808 | 947.2884 | 672.9694 | 651.2607 | 856.5065 | 2509.92 | 10319.5225 | 0.19537
1768 | Heat pump | Compressor for HP Air to Water | HP-16 | Heat Pump |  |  | 1 | 6.8 | 230.0 |  | 2.096514745308310 | 0.75 | 0.75 | 0.745 | 0.87389 |  | 0.4 | All Day | 24.0 | 193.44 | 215.04 | 178.56 | 172.8 | 193.44 | 230.4 | 267.84 | 297.6 | 230.4 | 163.68 | 158.4 | 208.32 | 169.0443 | 187.9202 | 156.0409 | 151.0073 | 169.0443 | 201.3431 | 234.0614 | 260.0682 | 201.3431 | 143.0375 | 138.4234 | 182.0477 | 2509.92 | 2193.3814 | 0.041525
1769 | Heat pump | Compressor for HP Air to Water | HP-19 | Heat Pump |  |  | 1 | 6.8 | 230.0 |  | 2.096514745308310 | 0.75 | 0.75 | 0.745 | 0.87389 |  | 0.4 | All Day | 24.0 | 193.44 | 215.04 | 178.56 | 172.8 | 193.44 | 230.4 | 267.84 | 297.6 | 230.4 | 163.68 | 158.4 | 208.32 | 169.0443 | 187.9202 | 156.0409 | 151.0073 | 169.0443 | 201.3431 | 234.0614 | 260.0682 | 201.3431 | 143.0375 | 138.4234 | 182.0477 | 2509.92 | 2193.3814 | 0.041525
1770 | Heat pump | Compressor for HP Air to Water | HP-20 | Heat Pump |  |  | 1 | 6.8 | 230.0 |  | 2.096514745308310 | 0.75 | 0.75 | 0.745 | 0.87389 |  | 0.4 | All Day | 24.0 | 193.44 | 215.04 | 178.56 | 172.8 | 193.44 | 230.4 | 267.84 | 297.6 | 230.4 | 163.68 | 158.4 | 208.32 | 169.0443 | 187.9202 | 156.0409 | 151.0073 | 169.0443 | 201.3431 | 234.0614 | 260.0682 | 201.3431 | 143.0375 | 138.4234 | 182.0477 | 2509.92 | 2193.3814 | 0.041525
1771 | Heat pump | Compressor for HP Air to Water | HP-21 | Heat Pump |  |  | 1 | 6.8 | 230.0 |  | 2.096514745308310 | 0.75 | 0.75 | 0.745 | 0.87389 |  | 0.4 | All Day | 24.0 | 193.44 | 215.04 | 178.56 | 172.8 | 193.44 | 230.4 | 267.84 | 297.6 | 230.4 | 163.68 | 158.4 | 208.32 | 169.0443 | 187.9202 | 156.0409 | 151.0073 | 169.0443 | 201.3431 | 234.0614 | 260.0682 | 201.3431 | 143.0375 | 138.4234 | 182.0477 | 2509.92 | 2193.3814 | 0.041525
1772 | Heat pump | Compressor for HP Air to Water | HP-22 | Heat Pump |  |  | 1 | 6.8 | 230.0 |  | 2.096514745308310 | 0.75 | 0.75 | 0.745 | 0.87389 |  | 0.4 | All Day | 24.0 | 193.44 | 215.04 | 178.56 | 172.8 | 193.44 | 230.4 | 267.84 | 297.6 | 230.4 | 163.68 | 158.4 | 208.32 | 169.0443 | 187.9202 | 156.0409 | 151.0073 | 169.0443 | 201.3431 | 234.0614 | 260.0682 | 201.3431 | 143.0375 | 138.4234 | 182.0477 | 2509.92 | 2193.3814 | 0.041525
1773 | Heat pump | Compressor for HP Air to Water | HP-23 | Heat Pump |  |  | 1 | 6.8 | 230.0 |  | 2.096514745308310 | 0.75 | 0.75 | 0.745 | 0.87389 |  | 0.4 | All Day | 24.0 | 193.44 | 215.04 | 178.56 | 172.8 | 193.44 | 230.4 | 267.84 | 297.6 | 230.4 | 163.68 | 158.4 | 208.32 | 169.0443 | 187.9202 | 156.0409 | 151.0073 | 169.0443 | 201.3431 | 234.0614 | 260.0682 | 201.3431 | 143.0375 | 138.4234 | 182.0477 | 2509.92 | 2193.3814 | 0.041525
1774 | Heat pump | Compressor for HP Air to Water | HP-24 | Heat Pump |  |  | 1 | 21.2 | 230.0 |  | 6.536193029490620 | 0.75 | 0.75 | 0.905 | 3.3096 |  | 0.4 | All Day | 24.0 | 193.44 | 215.04 | 178.56 | 172.8 | 193.44 | 230.4 | 267.84 | 297.6 | 230.4 | 163.68 | 158.4 | 208.32 | 640.2061 | 711.6932 | 590.9595 | 571.8963 | 640.2061 | 762.5284 | 886.4392 | 984.9325 | 762.5284 | 541.7129 | 524.2383 | 689.4527 | 2509.92 | 8306.7936 | 0.15726
1775 | Heat pump | Compressor for HP Air to Water | HP-26 | Heat Pump |  |  | 1 | 6.8 | 230.0 |  | 2.096514745308310 | 0.75 | 0.75 | 0.745 | 0.87389 |  | 0.4 | All Day | 24.0 | 193.44 | 215.04 | 178.56 | 172.8 | 193.44 | 230.4 | 267.84 | 297.6 | 230.4 | 163.68 | 158.4 | 208.32 | 169.0443 | 187.9202 | 156.0409 | 151.0073 | 169.0443 | 201.3431 | 234.0614 | 260.0682 | 201.3431 | 143.0375 | 138.4234 | 182.0477 | 2509.92 | 2193.3814 | 0.041525
1776 | Heat pump | Compressor for HP Air to Water | HP-27 | Heat Pump |  |  | 1 | 3.7 | 230.0 |  | 1.1407506702412900 | 0.75 | 0.75 | 0.765 | 0.48826 |  | 0.4 | All Day | 24.0 | 193.44 | 215.04 | 178.56 | 172.8 | 193.44 | 230.4 | 267.84 | 297.6 | 230.4 | 163.68 | 158.4 | 208.32 | 94.4493 | 104.9957 | 87.1839 | 84.3715 | 94.4493 | 112.4954 | 130.7759 | 145.3065 | 112.4954 | 79.9186 | 77.3406 | 101.7146 | 2509.92 | 1225.4967 | 0.023201
1777 | Heat pump | Compressor for HP Air to Water | HP-28 | Heat Pump |  |  | 1 | 6.8 | 230.0 |  | 2.096514745308310 | 0.75 | 0.75 | 0.745 | 0.87389 |  | 0.4 | All Day | 24.0 | 193.44 | 215.04 | 178.56 | 172.8 | 193.44 | 230.4 | 267.84 | 297.6 | 230.4 | 163.68 | 158.4 | 208.32 | 169.0443 | 187.9202 | 156.0409 | 151.0073 | 169.0443 | 201.3431 | 234.0614 | 260.0682 | 201.3431 | 143.0375 | 138.4234 | 182.0477 | 2509.92 | 2193.3814 | 0.041525
1778 | Heat pump | Compressor for HP Air to Water | HP-29 | Heat Pump |  |  | 1 | 6.8 | 230.0 |  | 2.096514745308310 | 0.75 | 0.75 | 0.745 | 0.87389 |  | 0.4 | All Day | 24.0 | 193.44 | 215.04 | 178.56 | 172.8 | 193.44 | 230.4 | 267.84 | 297.6 | 230.4 | 163.68 | 158.4 | 208.32 | 169.0443 | 187.9202 | 156.0409 | 151.0073 | 169.0443 | 201.3431 | 234.0614 | 260.0682 | 201.3431 | 143.0375 | 138.4234 | 182.0477 | 2509.92 | 2193.3814 | 0.041525
1779 | Heat pump | Compressor for HP Air to Water | HP-30 | Heat Pump |  |  | 1 | 6.8 | 230.0 |  | 2.096514745308310 | 0.75 | 0.75 | 0.745 | 0.87389 |  | 0.4 | All Day | 24.0 | 193.44 | 215.04 | 178.56 | 172.8 | 193.44 | 230.4 | 267.84 | 297.6 | 230.4 | 163.68 | 158.4 | 208.32 | 169.0443 | 187.9202 | 156.0409 | 151.0073 | 169.0443 | 201.3431 | 234.0614 | 260.0682 | 201.3431 | 143.0375 | 138.4234 | 182.0477 | 2509.92 | 2193.3814 | 0.041525
1780 | Heat pump | Compressor for HP Air to Water | HP-31 | Heat Pump |  |  | 1 | 6.8 | 230.0 |  | 2.096514745308310 | 0.75 | 0.75 | 0.745 | 0.87389 |  | 0.4 | All Day | 24.0 | 193.44 | 215.04 | 178.56 | 172.8 | 193.44 | 230.4 | 267.84 | 297.6 | 230.4 | 163.68 | 158.4 | 208.32 | 169.0443 | 187.9202 | 156.0409 | 151.0073 | 169.0443 | 201.3431 | 234.0614 | 260.0682 | 201.3431 | 143.0375 | 138.4234 | 182.0477 | 2509.92 | 2193.3814 | 0.041525
1781 | Heat pump | Compressor for HP Air to Water | HP-32 | Heat Pump |  |  | 1 | 3.7 | 230.0 |  | 1.1407506702412900 | 0.75 | 0.75 | 0.765 | 0.48826 |  | 0.4 | All Day | 24.0 | 193.44 | 215.04 | 178.56 | 172.8 | 193.44 | 230.4 | 267.84 | 297.6 | 230.4 | 163.68 | 158.4 | 208.32 | 94.4493 | 104.9957 | 87.1839 | 84.3715 | 94.4493 | 112.4954 | 130.7759 | 145.3065 | 112.4954 | 79.9186 | 77.3406 | 101.7146 | 2509.92 | 1225.4967 | 0.023201
1782 | Heat pump | Compressor for HP Air to Water | HP-33 | Heat Pump |  |  | 1 | 6.8 | 230.0 |  | 2.096514745308310 | 0.75 | 0.75 | 0.745 | 0.87389 |  | 0.4 | All Day | 24.0 | 193.44 | 215.04 | 178.56 | 172.8 | 193.44 | 230.4 | 267.84 | 297.6 | 230.4 | 163.68 | 158.4 | 208.32 | 169.0443 | 187.9202 | 156.0409 | 151.0073 | 169.0443 | 201.3431 | 234.0614 | 260.0682 | 201.3431 | 143.0375 | 138.4234 | 182.0477 | 2509.92 | 2193.3814 | 0.041525
1783 | Heat pump | Compressor for HP Air to Water | HP-34 | Heat Pump |  |  | 3 | 18 | 230.0 |  | 9.612185446829960 | 0.75 | 0.8825 | 0.7645 | 4.1115 |  | 0.4 | All Day | 24.0 | 193.44 | 215.04 | 178.56 | 172.8 | 193.44 | 230.4 | 267.84 | 297.6 | 230.4 | 163.68 | 158.4 | 208.32 | 795.3275 | 884.1358 | 734.1485 | 710.4663 | 795.3275 | 947.2884 | 1101.2227 | 1223.5808 | 947.2884 | 672.9694 | 651.2607 | 856.5065 | 2509.92 | 10319.5225 | 0.19537
1784 | Heat pump | Compressor for HP Air to Water | HP-37A | Heat Pump |  |  | 3 | 18 | 230.0 |  | 9.612185446829960 | 0.75 | 0.8825 | 0.7645 | 4.1115 |  | 0.4 | All Day | 24.0 | 193.44 | 215.04 | 178.56 | 172.8 | 193.44 | 230.4 | 267.84 | 297.6 | 230.4 | 163.68 | 158.4 | 208.32 | 795.3275 | 884.1358 | 734.1485 | 710.4663 | 795.3275 | 947.2884 | 1101.2227 | 1223.5808 | 947.2884 | 672.9694 | 651.2607 | 856.5065 | 2509.92 | 10319.5225 | 0.19537
1785 | Heat pump | Compressor for HP Air to Water | HP-37B | Heat Pump |  |  | 3 | 18 | 230.0 |  | 9.612185446829960 | 0.75 | 0.8825 | 0.7645 | 4.1115 |  | 0.4 | All Day | 24.0 | 193.44 | 215.04 | 178.56 | 172.8 | 193.44 | 230.4 | 267.84 | 297.6 | 230.4 | 163.68 | 158.4 | 208.32 | 795.3275 | 884.1358 | 734.1485 | 710.4663 | 795.3275 | 947.2884 | 1101.2227 | 1223.5808 | 947.2884 | 672.9694 | 651.2607 | 856.5065 | 2509.92 | 10319.5225 | 0.19537
1786 | Heat pump | Blower for HP Air to Water | HP-27 | Heat Pump | 0.083 | [5 empty] | 0.083 | 0.75 | 0.75 | 0.7 | 0.061918 |  | 0.4 | All Day | 24.0 | 193.44 | 215.04 | 178.56 | 172.8 | 193.44 | 230.4 | 267.84 | 297.6 | 230.4 | 163.68 | 158.4 | 208.32 | 11.9774 | 13.3148 | 11.0561 | 10.6994 | 11.9774 | 14.2659 | 16.5841 | 18.4268 | 14.2659 | 10.1347 | 9.8078 | 12.8988 | 2509.92 | 155.4092 | 0.0029422
1787 | Heat pump | Blower for HP Air to Water | HP-32 | Heat Pump | 0.083 | [5 empty] | 0.083 | 0.75 | 0.75 | 0.7 | 0.061918 |  | 0.4 | All Day | 24.0 | 193.44 | 215.04 | 178.56 | 172.8 | 193.44 | 230.4 | 267.84 | 297.6 | 230.4 | 163.68 | 158.4 | 208.32 | 11.9774 | 13.3148 | 11.0561 | 10.6994 | 11.9774 | 14.2659 | 16.5841 | 18.4268 | 14.2659 | 10.1347 | 9.8078 | 12.8988 | 2509.92 | 155.4092 | 0.0029422
1788 | AC system | Compressor #2 | - | Cooling 2 |  |  | 3 | 166 | 208.0 |  | 80.16655534 | 0.75 | 0.935 | 0.828 | 37.1384 |  | 0.4 | All Day | 24.0 | 0 | 0 | 0 | 0 | 0 | 0 | 89.28 | 119.04 | 28.8 | 0 | 0 | 0 | 0 | 0 | 0 | 0 | 0 | 0 | 3315.7199 | 4420.9598 | 1069.5871 | 0 | 0 | 0 | 237.12 | 8806.2668 | 2.1033
1789 | Electric heating | Electric Heater | FF1 | Events |  | 3 |  |  |  |  | 4.021447721179630 | 0.75 | 0.86 | 0.71525 | 2.6163 |  | 0.15 | All Day | 24 | 89.28 | 90.72 | 83.7 | 108 | 66.96 | 64.8 | 66.96 | 78.12 | 64.8 | 66.96 | 86.4 | 89.28 | 233.5814 | 237.3488 | 218.9826 | 282.5581 | 175.186 | 169.5349 | 175.186 | 204.3837 | 169.5349 | 175.186 | 226.0465 | 233.5814 | 955.98 | 2501.1105 | 0.93523
1790 | AC system | Compressor | RTU-1 | Cooling 1 |  |  | 3 | 10.7 | 208.0 |  | 5.167362302044630 | 0.75 | 0.87 | 0.758 | 2.1915 |  | 0.2 | RTUs, AH-1 and HPs | 16.928571428571400 | 0 | 0 | 0 | 50.7857 | 0 | 30.4714 | 104.9571 | 94.4614 | 50.7857 | 0 | 0 | 0 | 0 | 0 | 0 | 111.2961 | 0 | 66.7776 | 230.0118 | 207.0107 | 111.2961 | 0 | 0 | 0 | 331.4614 | 726.3923 | 0.53975
1791 | AC system | Compressor | RTU-2 | Cooling 1 |  |  | 3 | 19.5 | 208.0 |  | 9.417155597184140 | 0.75 | 0.8825 | 0.7645 | 4.0281 |  | 0.2 | RTUs, AH-1 and HPs | 16.928571428571400 | 0 | 0 | 0 | 50.7857 | 0 | 30.4714 | 104.9571 | 94.4614 | 50.7857 | 0 | 0 | 0 | 0 | 0 | 0 | 204.5686 | 0 | 122.7411 | 422.775 | 380.4975 | 204.5686 | 0 | 0 | 0 | 331.4614 | 1335.1508 | 0.99209
1792 | AC system | Compressor | RTU-3 | Cooling 1 |  |  | 3 | 14.2 | 208.0 |  | 6.857620998975120 | 0.75 | 0.87 | 0.758 | 2.9083 |  | 0.2 | RTUs, AH-1 and HPs | 16.928571428571400 | 0 | 0 | 0 | 50.7857 | 0 | 30.4714 | 104.9571 | 94.4614 | 50.7857 | 0 | 0 | 0 | 0 | 0 | 0 | 147.7013 | 0 | 88.6208 | 305.2494 | 274.7244 | 147.7013 | 0 | 0 | 0 | 331.4614 | 963.9972 | 0.7163
1793 | AC system | Compressor | RTU-4 | Cooling 1 |  |  | 3 | 14.6 | 208.0 |  | 7.050793421481460 | 0.75 | 0.87 | 0.758 | 2.9902 |  | 0.2 | RTUs, AH-1 and HPs | 16.928571428571400 | 0 | 0 | 0 | 50.7857 | 0 | 30.4714 | 104.9571 | 94.4614 | 50.7857 | 0 | 0 | 0 | 0 | 0 | 0 | 151.8619 | 0 | 91.1171 | 313.8479 | 282.4631 | 151.8619 | 0 | 0 | 0 | 331.4614 | 991.1521 | 0.73648
1794 | AC system | Compressor | RTU-5 | Cooling 1 |  |  | 3 | 10.7 | 208.0 |  | 5.167362302044630 | 0.75 | 0.87 | 0.758 | 2.1915 |  | 0.2 | RTUs, AH-1 and HPs | 16.928571428571400 | 0 | 0 | 0 | 50.7857 | 0 | 30.4714 | 104.9571 | 94.4614 | 50.7857 | 0 | 0 | 0 | 0 | 0 | 0 | 111.2961 | 0 | 66.7776 | 230.0118 | 207.0107 | 111.2961 | 0 | 0 | 0 | 331.4614 | 726.3923 | 0.53975
1795 | AC system | Compressor | RTU-6 | Cooling 1 |  |  | 3 | 10.7 | 208.0 |  | 5.167362302044630 | 0.75 | 0.87 | 0.758 | 2.1915 |  | 0.2 | RTUs, AH-1 and HPs | 16.928571428571400 | 0 | 0 | 0 | 50.7857 | 0 | 30.4714 | 104.9571 | 94.4614 | 50.7857 | 0 | 0 | 0 | 0 | 0 | 0 | 111.2961 | 0 | 66.7776 | 230.0118 | 207.0107 | 111.2961 | 0 | 0 | 0 | 331.4614 | 726.3923 | 0.53975
1796 | AC system | Compressor | RTU-7 | Cooling 1 |  |  | 3 | 15.4 | 208.0 |  | 7.437138266494140 | 0.75 | 0.87 | 0.758 | 3.1541 |  | 0.2 | RTUs, AH-1 and HPs | 16.928571428571400 | 0 | 0 | 0 | 50.7857 | 0 | 30.4714 | 104.9571 | 94.4614 | 50.7857 | 0 | 0 | 0 | 0 | 0 | 0 | 160.1831 | 0 | 96.1099 | 331.0451 | 297.9406 | 160.1831 | 0 | 0 | 0 | 331.4614 | 1045.4618 | 0.77683
1797 | AC system | Compressor | RTU-12 | Cooling 1 |  |  | 3 | 19.3 | 208.0 |  | 9.320569385930970 | 0.75 | 0.8825 | 0.7645 | 3.9868 |  | 0.2 | RTUs, AH-1 and HPs | 16.928571428571400 | 0 | 0 | 0 | 50.7857 | 0 | 30.4714 | 104.9571 | 94.4614 | 50.7857 | 0 | 0 | 0 | 0 | 0 | 0 | 202.4704 | 0 | 121.4823 | 418.4389 | 376.595 | 202.4704 | 0 | 0 | 0 | 331.4614 | 1321.457 | 0.98191
1798 | AC system | Compressor | RTU-13 | Cooling 1 |  |  | 3 | 14.1 | 208.0 |  | 6.80932789334853 | 0.75 | 0.87 | 0.758 | 2.8878 |  | 0.2 | RTUs, AH-1 and HPs | 16.928571428571400 | 0 | 0 | 0 | 50.7857 | 0 | 30.4714 | 104.9571 | 94.4614 | 50.7857 | 0 | 0 | 0 | 0 | 0 | 0 | 146.6612 | 0 | 87.9967 | 303.0997 | 272.7898 | 146.6612 | 0 | 0 | 0 | 331.4614 | 957.2085 | 0.71126
1799 | AC system | Compressor | RTU-14 | Cooling 1 |  |  | 3 | 19.5 | 208.0 |  | 9.417155597184140 | 0.75 | 0.8825 | 0.7645 | 4.0281 |  | 0.2 | RTUs, AH-1 and HPs | 16.928571428571400 | 0 | 0 | 0 | 50.7857 | 0 | 30.4714 | 104.9571 | 94.4614 | 50.7857 | 0 | 0 | 0 | 0 | 0 | 0 | 204.5686 | 0 | 122.7411 | 422.775 | 380.4975 | 204.5686 | 0 | 0 | 0 | 331.4614 | 1335.1508 | 0.99209
1800 | Ventilation | Exhaust Fan | EF-9 | Fan coil |  |  | 1 |  | 120.0 | 2.2 | 0.353887399463807 | 0.75 | 0.75 | 0.67 | 0.17688 |  | 0.2 | 13.071428571428600 | 13.071428571428600 | 81.0429 | 65.88 | 64.8343 | 15.6857 | 24.3129 | 78.4286 | 81.0429 | 81.0429 | 78.4286 | 48.6257 | 70.5857 | 81.0429 | 14.3349 | 11.6529 | 11.4679 | 2.7745 | 4.3005 | 13.8724 | 14.3349 | 14.3349 | 13.8724 | 8.6009 | 12.4852 | 14.3349 | 770.9529 | 136.3661 | 0.039859
1801 | AC system | Cooling Tower | CT-1 | Heating 1 |  | 12 |  |  |  |  | 16.0857908847185 | 1 | 1 | 1 | 12 |  | 0.3 | N | 18.428571428571400 | 171.3857 | 0 | 128.5393 | 82.9286 | 68.5543 | 33.1714 | 4.2846 | 4.2846 | 4.1464 | 119.97 | 66.3429 | 119.97 | 2056.6286 | 0 | 1542.4714 | 995.1429 | 822.6514 | 398.0571 | 51.4157 | 51.4157 | 49.7571 | 1439.64 | 796.1143 | 1439.64 | 803.5779 | 9642.9343 | 0.67388
1802 | Ventilation | Return Fan | AH-10 OR L5-F-02 | Spring | 6.0 | [5 empty] | 6.0 | 0.75 | 0.87 | 0.758 | 3.8586 | 0.58333 | 1 | HA-AH-10-Spr | 11.357142857142900 | 352.0714 | 318 | 352.0714 | 340.7143 | 0 | 0 | 0 | 0 | 0 | 0 | 0 | 0 | 462.2708 | 417.5349 | 462.2708 | 447.3588 | 0 | 0 | 0 | 0 | 0 | 0 | 0 | 0 | 1362.8571 | 1789.4353 | 0.085789
1803 | AC system | Cooling Tower | CT-101 | Cooling 2 |  |  | 3 |  | 575.0 | 5.6 | 7.476144236423310 | 0.75 | 0.87 | 0.758 | 4.2275 |  | 0.5 | CHW System | 8.314285714285720 | 128.8714 | 116.4 | 128.8714 | 124.7143 | 128.8714 | 124.7143 | 128.8714 | 128.8714 | 124.7143 | 128.8714 | 124.7143 | 128.8714 | 544.8066 | 492.0834 | 544.8066 | 527.2322 | 544.8066 | 527.2322 | 544.8066 | 544.8066 | 527.2322 | 544.8066 | 527.2322 | 544.8066 | 1517.3571 | 6414.6582 | 0.79007
1804 | AC system | Cooling Tower | CT-102 | Cooling 2 |  |  | 3 |  | 575.0 | 5.6 | 7.476144236423310 | 0.75 | 0.87 | 0.758 | 4.2275 |  | 0.5 | CHW System | 8.314285714285720 | 128.8714 | 116.4 | 128.8714 | 124.7143 | 128.8714 | 124.7143 | 128.8714 | 128.8714 | 124.7143 | 128.8714 | 124.7143 | 128.8714 | 544.8066 | 492.0834 | 544.8066 | 527.2322 | 544.8066 | 527.2322 | 544.8066 | 544.8066 | 527.2322 | 544.8066 | 527.2322 | 544.8066 | 1517.3571 | 6414.6582 | 0.79007
1805 | AC system | Tenant Suppliment cooling |  | Cooling 2 |  | 8.7925 |  |  |  |  | 11.786193029490600 | 0.75 | 0.89338 | 0.78375 | 7.3814 |  | 0.5 | CHW System | 8.314285714285720 | 128.8714 | 116.4 | 128.8714 | 124.7143 | 128.8714 | 124.7143 | 128.8714 | 128.8714 | 124.7143 | 128.8714 | 124.7143 | 128.8714 | 951.254 | 859.1971 | 951.254 | 920.5684 | 951.254 | 920.5684 | 951.254 | 951.254 | 920.5684 | 951.254 | 920.5684 | 951.254 | 1517.3571 | 11200.2485 | 1.3795
1806 | AC system | Tenant Suppliment cooling |  | Cooling 2 |  | 8.7925 |  |  |  |  | 11.786193029490600 | 0.75 | 0.89338 | 0.78375 | 7.3814 |  | 0.5 | CHW System | 8.314285714285720 | 128.8714 | 116.4 | 128.8714 | 124.7143 | 128.8714 | 124.7143 | 128.8714 | 128.8714 | 124.7143 | 128.8714 | 124.7143 | 128.8714 | 951.254 | 859.1971 | 951.254 | 920.5684 | 951.254 | 920.5684 | 951.254 | 951.254 | 920.5684 | 951.254 | 920.5684 | 951.254 | 1517.3571 | 11200.2485 | 1.3795
1807 | AC system | Tenant Suppliment cooling |  | Cooling 2 |  | 8.7925 |  |  |  |  | 11.786193029490600 | 0.75 | 0.89338 | 0.78375 | 7.3814 |  | 0.5 | CHW System | 8.314285714285720 | 128.8714 | 116.4 | 128.8714 | 124.7143 | 128.8714 | 124.7143 | 128.8714 | 128.8714 | 124.7143 | 128.8714 | 124.7143 | 128.8714 | 951.254 | 859.1971 | 951.254 | 920.5684 | 951.254 | 920.5684 | 951.254 | 951.254 | 920.5684 | 951.254 | 920.5684 | 951.254 | 1517.3571 | 11200.2485 | 1.3795
1808 | AC system | Tenant Suppliment cooling |  | Cooling 2 |  | 8.7925 |  |  |  |  | 11.786193029490600 | 0.75 | 0.89338 | 0.78375 | 7.3814 |  | 0.5 | CHW System | 8.314285714285720 | 128.8714 | 116.4 | 128.8714 | 124.7143 | 128.8714 | 124.7143 | 128.8714 | 128.8714 | 124.7143 | 128.8714 | 124.7143 | 128.8714 | 951.254 | 859.1971 | 951.254 | 920.5684 | 951.254 | 920.5684 | 951.254 | 951.254 | 920.5684 | 951.254 | 920.5684 | 951.254 | 1517.3571 | 11200.2485 | 1.3795
1809 | Ice Plant | Compressor |  | Ice Plant | 75.0 | [5 empty] | 75.0 | 0.75 | 0.935 | 0.828 | 44.8797 |  | 0.51 | All Day | 24.0 | 303.552 | 325.584 | 379.44 | 220.32 | 0 | 0 | 0 | 0 | 110.16 | 379.44 | 367.2 | 341.496 | 13623.3164 | 14612.1055 | 17029.1455 | 9887.8909 | 0 | 0 | 0 | 0 | 4943.9455 | 17029.1455 | 16479.8182 | 15326.2309 | 2427.192 | 108931.5982 | 62.8989
1810 | Electric heating | 160 x 3 FT Baseboards |  | Heating 1 |  | 1 |  |  |  |  | 1.3404825737265400 | 0.75 | 0.75 | 0.65475 | 160 |  | 0.3 | All Day | 24.0 | 216.504 | 195.552 | 171.864 | 103.68 | 58.032 | 0 | 0 | 0 | 0 | 62.496 | 118.8 | 200.88 | 34640.64 | 31288.32 | 27498.24 | 16588.8 | 9285.12 | 0 | 0 | 0 | 0 | 9999.36 | 19008 | 32140.8 | 1127.808 | 180449.28 | 59.6177
1811 | Electric heating | 4 FT Baseboard |  | Heating 1 |  | 1 |  |  |  |  | 1.3404825737265400 | 0.75 | 0.75 | 0.65475 | 1 |  | 0.3 | All Day | 24.0 | 216.504 | 195.552 | 171.864 | 103.68 | 58.032 | 0 | 0 | 0 | 0 | 62.496 | 118.8 | 200.88 | 216.504 | 195.552 | 171.864 | 103.68 | 58.032 | 0 | 0 | 0 | 0 | 62.496 | 118.8 | 200.88 | 1127.808 | 1127.808 | 0.37261
1812 | Electric heating | 2 FT Baseboard |  | Heating 1 |  | 0.5 |  |  |  |  | 0.6702412868632710 | 0.75 | 0.75 | 0.7 | 0.5 |  | 0.3 | All Day | 24.0 | 216.504 | 195.552 | 171.864 | 103.68 | 58.032 | 0 | 0 | 0 | 0 | 62.496 | 118.8 | 200.88 | 108.252 | 97.776 | 85.932 | 51.84 | 29.016 | 0 | 0 | 0 | 0 | 31.248 | 59.4 | 100.44 | 1127.808 | 563.904 | 0.18631
1813 | Electric heating | 2 x 2 FT Baseboard |  | Heating 1 |  | 0.5 |  |  |  |  | 0.6702412868632710 | 0.75 | 0.75 | 0.7 | 1 |  | 0.3 | All Day | 24.0 | 216.504 | 195.552 | 171.864 | 103.68 | 58.032 | 0 | 0 | 0 | 0 | 62.496 | 118.8 | 200.88 | 216.504 | 195.552 | 171.864 | 103.68 | 58.032 | 0 | 0 | 0 | 0 | 62.496 | 118.8 | 200.88 | 1127.808 | 1127.808 | 0.37261
1814 | Electric heating | 2 x 5 FT Baseboard |  | Heating 1 |  | 1.25 |  |  |  |  | 1.675603217158180 | 0.75 | 0.81875 | 0.66925 | 1.145 |  | 0.3 | All Day | 24.0 | 216.504 | 195.552 | 171.864 | 103.68 | 58.032 | 0 | 0 | 0 | 0 | 62.496 | 118.8 | 200.88 | 247.9053 | 223.9145 | 196.7908 | 118.7176 | 66.4489 | 0 | 0 | 0 | 0 | 71.5603 | 136.0305 | 230.0153 | 1127.808 | 1291.3832 | 0.42665
1815 | Electric heating | 4 FT Baseboard |  | Heating 1 |  | 1 |  |  |  |  | 1.3404825737265400 | 0.75 | 0.75 | 0.65475 | 1 |  | 0.3 | All Day | 24.0 | 216.504 | 195.552 | 171.864 | 103.68 | 58.032 | 0 | 0 | 0 | 0 | 62.496 | 118.8 | 200.88 | 216.504 | 195.552 | 171.864 | 103.68 | 58.032 | 0 | 0 | 0 | 0 | 62.496 | 118.8 | 200.88 | 1127.808 | 1127.808 | 0.37261
1816 | Electric heating | 2 x 5 FT Baseboard |  | Heating 1 |  | 1.25 |  |  |  |  | 1.675603217158180 | 0.75 | 0.81875 | 0.66925 | 2.2901 |  | 0.3 | All Day | 24.0 | 216.504 | 195.552 | 171.864 | 103.68 | 58.032 | 0 | 0 | 0 | 0 | 62.496 | 118.8 | 200.88 | 495.8107 | 447.829 | 393.5817 | 237.4351 | 132.8977 | 0 | 0 | 0 | 0 | 143.1206 | 272.0611 | 460.0305 | 1127.808 | 2582.7664 | 0.85331
1817 | Electric heating | 4 FT Baseboard |  | Heating 1 |  | 1 |  |  |  |  | 1.3404825737265400 | 0.75 | 0.75 | 0.65475 | 1 |  | 0.3 | All Day | 24.0 | 216.504 | 195.552 | 171.864 | 103.68 | 58.032 | 0 | 0 | 0 | 0 | 62.496 | 118.8 | 200.88 | 216.504 | 195.552 | 171.864 | 103.68 | 58.032 | 0 | 0 | 0 | 0 | 62.496 | 118.8 | 200.88 | 1127.808 | 1127.808 | 0.37261
1818 | Electric heating | 2 FT Baseboard |  | Heating 1 |  | 0.5 |  |  |  |  | 0.6702412868632710 | 0.75 | 0.75 | 0.7 | 0.5 |  | 0.3 | All Day | 24.0 | 216.504 | 195.552 | 171.864 | 103.68 | 58.032 | 0 | 0 | 0 | 0 | 62.496 | 118.8 | 200.88 | 108.252 | 97.776 | 85.932 | 51.84 | 29.016 | 0 | 0 | 0 | 0 | 31.248 | 59.4 | 100.44 | 1127.808 | 563.904 | 0.18631
1819 | Electric heating | 2 x 2 FT Baseboard |  | Heating 1 |  | 0.5 |  |  |  |  | 0.6702412868632710 | 0.75 | 0.75 | 0.7 | 1 |  | 0.3 | All Day | 24.0 | 216.504 | 195.552 | 171.864 | 103.68 | 58.032 | 0 | 0 | 0 | 0 | 62.496 | 118.8 | 200.88 | 216.504 | 195.552 | 171.864 | 103.68 | 58.032 | 0 | 0 | 0 | 0 | 62.496 | 118.8 | 200.88 | 1127.808 | 1127.808 | 0.37261
1820 | Electric heating | 2 x 5 FT Baseboard |  | Heating 1 |  | 1.25 |  |  |  |  | 1.675603217158180 | 0.75 | 0.81875 | 0.66925 | 1.145 |  | 0.3 | All Day | 24.0 | 216.504 | 195.552 | 171.864 | 103.68 | 58.032 | 0 | 0 | 0 | 0 | 62.496 | 118.8 | 200.88 | 247.9053 | 223.9145 | 196.7908 | 118.7176 | 66.4489 | 0 | 0 | 0 | 0 | 71.5603 | 136.0305 | 230.0153 | 1127.808 | 1291.3832 | 0.42665
1821 | Electric heating | 4 FT Baseboard |  | Heating 1 |  | 1 |  |  |  |  | 1.3404825737265400 | 0.75 | 0.75 | 0.65475 | 1 |  | 0.3 | All Day | 24.0 | 216.504 | 195.552 | 171.864 | 103.68 | 58.032 | 0 | 0 | 0 | 0 | 62.496 | 118.8 | 200.88 | 216.504 | 195.552 | 171.864 | 103.68 | 58.032 | 0 | 0 | 0 | 0 | 62.496 | 118.8 | 200.88 | 1127.808 | 1127.808 | 0.37261
1822 | Electric heating | 2 x 5 FT Baseboard |  | Heating 1 |  | 1.25 |  |  |  |  | 1.675603217158180 | 0.75 | 0.81875 | 0.66925 | 2.2901 |  | 0.3 | All Day | 24.0 | 216.504 | 195.552 | 171.864 | 103.68 | 58.032 | 0 | 0 | 0 | 0 | 62.496 | 118.8 | 200.88 | 495.8107 | 447.829 | 393.5817 | 237.4351 | 132.8977 | 0 | 0 | 0 | 0 | 143.1206 | 272.0611 | 460.0305 | 1127.808 | 2582.7664 | 0.85331
1823 | Electric heating | 4 FT Baseboard |  | Heating 1 |  | 1 |  |  |  |  | 1.3404825737265400 | 0.75 | 0.75 | 0.65475 | 1 |  | 0.3 | All Day | 24.0 | 216.504 | 195.552 | 171.864 | 103.68 | 58.032 | 0 | 0 | 0 | 0 | 62.496 | 118.8 | 200.88 | 216.504 | 195.552 | 171.864 | 103.68 | 58.032 | 0 | 0 | 0 | 0 | 62.496 | 118.8 | 200.88 | 1127.808 | 1127.808 | 0.37261
1824 | Electric heating | 2 FT Baseboard |  | Heating 1 |  | 0.5 |  |  |  |  | 0.6702412868632710 | 0.75 | 0.75 | 0.7 | 0.5 |  | 0.3 | All Day | 24.0 | 216.504 | 195.552 | 171.864 | 103.68 | 58.032 | 0 | 0 | 0 | 0 | 62.496 | 118.8 | 200.88 | 108.252 | 97.776 | 85.932 | 51.84 | 29.016 | 0 | 0 | 0 | 0 | 31.248 | 59.4 | 100.44 | 1127.808 | 563.904 | 0.18631
1825 | Electric heating | 2 x 2 FT Baseboard |  | Heating 1 |  | 0.5 |  |  |  |  | 0.6702412868632710 | 0.75 | 0.75 | 0.7 | 1 |  | 0.3 | All Day | 24.0 | 216.504 | 195.552 | 171.864 | 103.68 | 58.032 | 0 | 0 | 0 | 0 | 62.496 | 118.8 | 200.88 | 216.504 | 195.552 | 171.864 | 103.68 | 58.032 | 0 | 0 | 0 | 0 | 62.496 | 118.8 | 200.88 | 1127.808 | 1127.808 | 0.37261
1826 | Electric heating | 2 x 5 FT Baseboard |  | Heating 1 |  | 1.25 |  |  |  |  | 1.675603217158180 | 0.75 | 0.81875 | 0.66925 | 1.145 |  | 0.3 | All Day | 24.0 | 216.504 | 195.552 | 171.864 | 103.68 | 58.032 | 0 | 0 | 0 | 0 | 62.496 | 118.8 | 200.88 | 247.9053 | 223.9145 | 196.7908 | 118.7176 | 66.4489 | 0 | 0 | 0 | 0 | 71.5603 | 136.0305 | 230.0153 | 1127.808 | 1291.3832 | 0.42665
1827 | Electric heating | 4 FT Baseboard |  | Heating 1 |  | 1 |  |  |  |  | 1.3404825737265400 | 0.75 | 0.75 | 0.65475 | 1 |  | 0.3 | All Day | 24.0 | 216.504 | 195.552 | 171.864 | 103.68 | 58.032 | 0 | 0 | 0 | 0 | 62.496 | 118.8 | 200.88 | 216.504 | 195.552 | 171.864 | 103.68 | 58.032 | 0 | 0 | 0 | 0 | 62.496 | 118.8 | 200.88 | 1127.808 | 1127.808 | 0.37261
1828 | Electric heating | 2 x 5 FT Baseboard |  | Heating 1 |  | 1.25 |  |  |  |  | 1.675603217158180 | 0.75 | 0.81875 | 0.66925 | 2.2901 |  | 0.3 | All Day | 24.0 | 216.504 | 195.552 | 171.864 | 103.68 | 58.032 | 0 | 0 | 0 | 0 | 62.496 | 118.8 | 200.88 | 495.8107 | 447.829 | 393.5817 | 237.4351 | 132.8977 | 0 | 0 | 0 | 0 | 143.1206 | 272.0611 | 460.0305 | 1127.808 | 2582.7664 | 0.85331
1829 | Electric heating | 5 FT Baseboard |  | Heating 1 |  | 1.25 |  |  |  |  | 1.675603217158180 | 0.75 | 0.81875 | 0.66925 | 1.145 |  | 0.3 | All Day | 24.0 | 216.504 | 195.552 | 171.864 | 103.68 | 58.032 | 0 | 0 | 0 | 0 | 62.496 | 118.8 | 200.88 | 247.9053 | 223.9145 | 196.7908 | 118.7176 | 66.4489 | 0 | 0 | 0 | 0 | 71.5603 | 136.0305 | 230.0153 | 1127.808 | 1291.3832 | 0.42665
1830 | AC system | Compressor | RTU-1 | Cooling 1 |  | 3.79 |  |  |  |  | 5.080428954423590 | 0.75 | 0.87 | 0.758 | 3.2672 |  | 0.15 | RTUs | 12.0 | 0 | 0 | 5.58 | 10.8 | 27.9 | 27 | 55.8 | 55.8 | 27 | 11.16 | 5.4 | 0 | 0 | 0 | 18.2312 | 35.2862 | 91.156 | 88.2155 | 182.3121 | 182.3121 | 88.2155 | 36.4624 | 17.6431 | 0 | 226.44 | 739.8341 | 2.4661
1831 | AC system | Compressor | RTU-2 | Cooling 1 |  | 6.78 |  |  |  |  | 9.088471849865950 | 0.75 | 0.8825 | 0.7645 | 5.762 |  | 0.15 | RTUs | 12.0 | 0 | 0 | 5.58 | 10.8 | 27.9 | 27 | 55.8 | 55.8 | 27 | 11.16 | 5.4 | 0 | 0 | 0 | 32.1522 | 62.23 | 160.7609 | 155.5751 | 321.5218 | 321.5218 | 155.5751 | 64.3044 | 31.115 | 0 | 226.44 | 1304.7563 | 4.3491
1832 | Miscellaneous electricity | Cabinet Unit Heaters | UH-1 | Heating 1 |  | 0.04 |  |  |  |  | 0.05361930294906170 | 0.75 | 0.75 | 0.7 | 0.04 |  | 0.3 | All Day | 24.0 | 223.2 | 201.6 | 167.4 | 108 | 89.28 | 43.2 | 5.58 | 5.58 | 5.4 | 44.64 | 86.4 | 156.24 | 8.928 | 8.064 | 6.696 | 4.32 | 3.5712 | 1.728 | 0.2232 | 0.2232 | 0.216 | 1.7856 | 3.456 | 6.2496 | 1136.52 | 45.4608 | 0.030193
1833 | Miscellaneous electricity | Cabinet Unit Heaters | UH-2 | Heating 1 |  | 0.04 |  |  |  |  | 0.05361930294906170 | 0.75 | 0.75 | 0.7 | 0.04 |  | 0.3 | All Day | 24.0 | 223.2 | 201.6 | 167.4 | 108 | 89.28 | 43.2 | 5.58 | 5.58 | 5.4 | 44.64 | 86.4 | 156.24 | 8.928 | 8.064 | 6.696 | 4.32 | 3.5712 | 1.728 | 0.2232 | 0.2232 | 0.216 | 1.7856 | 3.456 | 6.2496 | 1136.52 | 45.4608 | 0.030193
1834 | Electric heating | Electric Baseboard Heater | EH-1 | Heating 1 |  | 0.5 |  |  |  |  | 0.6702412868632710 | 0.75 | 0.75 | 0.7 | 0.5 |  | 0.3 | All Day | 24.0 | 223.2 | 201.6 | 167.4 | 108 | 89.28 | 43.2 | 5.58 | 5.58 | 5.4 | 44.64 | 86.4 | 156.24 | 111.6 | 100.8 | 83.7 | 54 | 44.64 | 21.6 | 2.79 | 2.79 | 2.7 | 22.32 | 43.2 | 78.12 | 1136.52 | 568.26 | 0.42225
1835 | AC system | Condenser x4 |  | Cooling 1 |  | 21.2 |  |  |  |  | 28.41823056300270 | 0.75 | 0.9115 | 0.80375 | 17.4438 |  | 0.15 | All Day | 24.0 | 0 | 0 | 0 | 0 | 33.48 | 75.6 | 100.44 | 122.76 | 48.6 | 0 | 0 | 0 | 0 | 0 | 0 | 0 | 584.0176 | 1318.7493 | 1752.0527 | 2141.3977 | 847.7674 | 0 | 0 | 0 | 380.88 | 6643.9846 | 2.1642
1836 | AC system | Wall AC units x53 |  | Cooling 1 |  | 121.9 |  |  |  |  | 163.4048257372650 | 0.75 | 0.9435 | 0.82175 | 96.8998 |  | 0.15 | All Day | 24.0 | 0 | 0 | 0 | 0 | 33.48 | 75.6 | 100.44 | 122.76 | 48.6 | 0 | 0 | 0 | 0 | 0 | 0 | 0 | 3244.2067 | 7325.628 | 9732.62 | 11895.4245 | 4709.3323 | 0 | 0 | 0 | 380.88 | 36907.2114 | 12.0223
1837 | AC system | Rennai Furnace (cooling capacity) |  | Cooling 1 |  | 7 |  |  |  |  | 9.383378016085790 | 0.75 | 0.8825 | 0.7645 | 5.949 |  | 0.15 | All Day | 24.0 | 0 | 0 | 0 | 0 | 33.48 | 75.6 | 100.44 | 122.76 | 48.6 | 0 | 0 | 0 | 0 | 0 | 0 | 0 | 199.1728 | 449.745 | 597.5184 | 730.3003 | 289.1218 | 0 | 0 | 0 | 380.88 | 2265.8584 | 0.73809
1838 | AC system | Rennai Furnace (cooling capacity) |  | Cooling 1 |  | 14 |  |  |  |  | 18.766756032171600 | 0.75 | 0.90012 | 0.7965 | 11.665 |  | 0.15 | All Day | 24.0 | 0 | 0 | 0 | 0 | 33.48 | 75.6 | 100.44 | 122.76 | 48.6 | 0 | 0 | 0 | 0 | 0 | 0 | 0 | 390.5458 | 881.8775 | 1171.6373 | 1432.0011 | 566.9213 | 0 | 0 | 0 | 380.88 | 4442.9829 | 1.4473
1839 | AC system | Compressor | ACU-101 | Cooling 1 |  |  | 3 | 13.8 | 208.0 |  | 6.664448576468770 | 0.75 | 0.87 | 0.758 | 2.8264 |  | 0.25 | All Day | 24.0 | 0 | 0 | 0 | 27 | 102.3 | 158.4 | 186 | 163.68 | 63 | 24.18 | 7.2 | 0 | 0 | 0 | 0 | 76.3128 | 289.1406 | 447.7017 | 525.7103 | 462.625 | 178.0632 | 68.3423 | 20.3501 | 0 | 731.76 | 2068.246 | 0.2854
1840 | AC system | Compressor | ACU-101 | Cooling 1 |  |  | 3 | 13.8 | 208.0 |  | 6.664448576468770 | 0.75 | 0.87 | 0.758 | 2.8264 |  | 0.25 | All Day | 24.0 | 0 | 0 | 0 | 27 | 102.3 | 158.4 | 186 | 163.68 | 63 | 24.18 | 7.2 | 0 | 0 | 0 | 0 | 76.3128 | 289.1406 | 447.7017 | 525.7103 | 462.625 | 178.0632 | 68.3423 | 20.3501 | 0 | 731.76 | 2068.246 | 0.2854
1841 | AC system | Humidifier | ACU-101 | Cooling 1 |  | 6.4 |  |  |  |  | 8.579088471849870 | 0.75 | 0.8825 | 0.7645 | 5.4391 |  | 0.25 | All Day | 24.0 | 0 | 0 | 0 | 27 | 102.3 | 158.4 | 186 | 163.68 | 63 | 24.18 | 7.2 | 0 | 0 | 0 | 0 | 146.8555 | 556.4193 | 861.5524 | 1011.6714 | 890.2708 | 342.6629 | 131.5173 | 39.1615 | 0 | 731.76 | 3980.111 | 0.54922
1842 | Electric heating | Quick ice out heater | QH-1 | Ice Rink |  | 100 |  |  |  |  | 134.04825737265400 | 0.75 | 0.94063 | 0.81625 | 79.7342 |  | 0.3 |  | 17.0 | 142.29 | 128.52 | 110.67 | 0 | 0 | 0 | 0 | 94.86 | 153 | 142.29 | 122.4 | 126.48 | 11345.3821 | 10247.4419 | 8824.186 | 0 | 0 | 0 | 0 | 7563.588 | 12199.3355 | 11345.3821 | 9759.4684 | 10084.7841 | 1020.51 | 81369.5681 | 5.6769
1843 | Ventilation | FC Boost H&C | A1FC101 | Heating 1 | 6.5 | [5 empty] | 6.5 | 0.75 | 0.87 | 0.758 | 4.1802 |  | 0.5 | Occupied | 16.75 | 246.6438 | 222.775 | 181.7375 | 150.75 | 77.8875 | 25.125 | 0 | 20.77 | 75.375 | 181.7375 | 213.5625 | 259.625 | 1031.0134 | 931.2379 | 759.6941 | 630.161 | 325.5832 | 105.0268 | 0 | 86.8222 | 315.0805 | 759.6941 | 892.7281 | 1085.2773 | 1655.9887 | 6922.3185 | 0.74032
1844 | Ventilation | FC Boost H&C | A1FC102 | Heating 1 | 2.67 | [5 empty] | 2.67 | 0.75 | 0.845 | 0.702 | 1.7679 |  | 0.5 | Occupied | 16.75 | 246.6438 | 222.775 | 181.7375 | 150.75 | 77.8875 | 25.125 | 0 | 20.77 | 75.375 | 181.7375 | 213.5625 | 259.625 | 436.0384 | 393.8412 | 321.2915 | 266.5091 | 137.6963 | 44.4182 | 0 | 36.719 | 133.2545 | 321.2915 | 377.5545 | 458.9878 | 1655.9887 | 2927.6019 | 0.3131
1845 | Ventilation | FC Boost H&C | A1FC103 | Heating 1 | 7.0 | [5 empty] | 7.0 | 0.75 | 0.87 | 0.758 | 4.5017 |  | 0.5 | Occupied | 16.75 | 246.6438 | 222.775 | 181.7375 | 150.75 | 77.8875 | 25.125 | 0 | 20.77 | 75.375 | 181.7375 | 213.5625 | 259.625 | 1110.3221 | 1002.8716 | 818.1321 | 678.6349 | 350.628 | 113.1058 | 0 | 93.5008 | 339.3175 | 818.1321 | 961.3995 | 1168.7601 | 1655.9887 | 7454.8045 | 0.79727
1846 | Ventilation | FC Boost H&C | A1FC104 | Heating 1 | 11.5 | [5 empty] | 11.5 | 0.75 | 0.89338 | 0.78375 | 7.2022 |  | 0.5 | Occupied | 16.75 | 246.6438 | 222.775 | 181.7375 | 150.75 | 77.8875 | 25.125 | 0 | 20.77 | 75.375 | 181.7375 | 213.5625 | 259.625 | 1776.3734 | 1604.4663 | 1308.9067 | 1085.729 | 560.96 | 180.9548 | 0 | 149.5893 | 542.8645 | 1308.9067 | 1538.1162 | 1869.8667 | 1655.9887 | 11926.7336 | 1.2755
1847 | Ventilation | FC Boost H&C | A1FC105 | Heating 1 | 11.5 | [5 empty] | 11.5 | 0.75 | 0.89338 | 0.78375 | 7.2022 |  | 0.5 | Occupied | 16.75 | 246.6438 | 222.775 | 181.7375 | 150.75 | 77.8875 | 25.125 | 0 | 20.77 | 75.375 | 181.7375 | 213.5625 | 259.625 | 1776.3734 | 1604.4663 | 1308.9067 | 1085.729 | 560.96 | 180.9548 | 0 | 149.5893 | 542.8645 | 1308.9067 | 1538.1162 | 1869.8667 | 1655.9887 | 11926.7336 | 1.2755
1848 | Ventilation | FC Boost H&C | A1FC106 | Heating 1 | 8.5 | [5 empty] | 8.5 | 0.75 | 0.8825 | 0.7645 | 5.389 |  | 0.5 | Occupied | 16.75 | 246.6438 | 222.775 | 181.7375 | 150.75 | 77.8875 | 25.125 | 0 | 20.77 | 75.375 | 181.7375 | 213.5625 | 259.625 | 1329.1513 | 1200.5237 | 979.3746 | 812.3845 | 419.732 | 135.3974 | 0 | 111.9285 | 406.1922 | 979.3746 | 1150.878 | 1399.1066 | 1655.9887 | 8924.0436 | 0.9544
1849 | AC system | AHU-402 AC Unit | ACU-1(N) | Uniform |  | 2.6 |  |  |  |  | 3.485254691689010 | 0.75 | 0.86 | 0.71525 | 2.2674 |  | 1 | AHU-402 | 16.428571428571400 | 509.2857 | 460 | 509.2857 | 492.8571 | 509.2857 | 492.8571 | 509.2857 | 509.2857 | 492.8571 | 509.2857 | 492.8571 | 509.2857 | 1154.7757 | 1043.0233 | 1154.7757 | 1117.5249 | 1154.7757 | 1117.5249 | 1154.7757 | 1154.7757 | 1117.5249 | 1154.7757 | 1117.5249 | 1154.7757 | 5996.4286 | 13596.5532 | 0.2721
1850 | Ventilation | AHU-402 AC Unit SF | ACU1-SF1(N) | Uniform | 0.333 | [5 empty] | 0.333 | 0.75 | 0.75 | 0.7 | 0.24842 |  | 1 | AHU-402 | 16.428571428571400 | 509.2857 | 460 | 509.2857 | 492.8571 | 509.2857 | 492.8571 | 509.2857 | 509.2857 | 492.8571 | 509.2857 | 492.8571 | 509.2857 | 126.5157 | 114.2723 | 126.5157 | 122.4346 | 126.5157 | 122.4346 | 126.5157 | 126.5157 | 122.4346 | 126.5157 | 122.4346 | 126.5157 | 5996.4286 | 1489.6208 | 0.029811
1851 | Ventilation | AC-1 Supply Fan | SF-1 | Uniform | 75.0 | [5 empty] | 75.0 | 0.75 | 0.935 | 0.828 | 44.8797 | 0.6 | 1 | AC-1 | 11.928571428571400 | 369.7857 | 334 | 369.7857 | 357.8571 | 369.7857 | 357.8571 | 369.7857 | 369.7857 | 357.8571 | 369.7857 | 357.8571 | 369.7857 | 5974.5111 | 5396.3326 | 5974.5111 | 5781.785 | 5974.5111 | 5781.785 | 5974.5111 | 5974.5111 | 5781.785 | 5974.5111 | 5781.785 | 5974.5111 | 4353.9286 | 70345.0502 | 6.2488
1852 | Ventilation | AC-1 Supply Fan | SF-1 | Uniform | 75.0 | [5 empty] | 75.0 | 0.75 | 0.935 | 0.828 | 44.8797 | 0.6 | 1 | AC-1 | 11.928571428571400 | 369.7857 | 334 | 369.7857 | 357.8571 | 369.7857 | 357.8571 | 369.7857 | 369.7857 | 357.8571 | 369.7857 | 357.8571 | 369.7857 | 5974.5111 | 5396.3326 | 5974.5111 | 5781.785 | 5974.5111 | 5781.785 | 5974.5111 | 5974.5111 | 5781.785 | 5974.5111 | 5781.785 | 5974.5111 | 4353.9286 | 70345.0502 | 6.1924
1853 | Ventilation | Exhaust Fan | RTU-14 | Uniform | 0.02857142857142860 | [5 empty] | 0.02857142857142860 | 0.75 | 0.75 | 0.7 | 0.021314 |  | 1 | RTUs, AH-1 and HPs | 16.928571428571400 | 524.7857 | 474 | 524.7857 | 507.8571 | 524.7857 | 507.8571 | 524.7857 | 524.7857 | 507.8571 | 524.7857 | 507.8571 | 524.7857 | 11.1854 | 10.103 | 11.1854 | 10.8246 | 11.1854 | 10.8246 | 11.1854 | 11.1854 | 10.8246 | 11.1854 | 10.8246 | 11.1854 | 6178.9286 | 131.6994 | 0.09786
1854 | Pump | CW Pump | P1A | Cooling 1 |  |  | 3 |  | 575.0 | 10.6 | 14.151273018944100 | 0.75 | 0.89338 | 0.78375 | 8.2739 |  | 1 | All Day | 24.0 | 0 | 0 | 0 | 288 | 446.4 | 590.4249 | 744 | 722.177 | 590.9461 | 297.6 | 72 | 0 | 0 | 0 | 0 | 2382.8921 | 3693.4828 | 4885.135 | 6155.8046 | 5975.2429 | 4889.4468 | 2462.3218 | 595.723 | 0 | 3751.548 | 31040.0492 | 3.016
1855 | Pump | CW Pump | P1B | Cooling 1 |  |  | 3 |  | 575.0 | 10 | 13.350257565041600 | 0.75 | 0.89338 | 0.78375 | 7.8056 |  | 1 | All Day | 24.0 | 0 | 0 | 0 | 288 | 446.4 | 590.4249 | 744 | 722.177 | 590.9461 | 297.6 | 72 | 0 | 0 | 0 | 0 | 2248.0114 | 3484.4177 | 4608.618 | 5807.3628 | 5637.0216 | 4612.6857 | 2322.9451 | 562.0029 | 0 | 3751.548 | 29283.0652 | 2.8453
1856 | Pump | Chiller Condensor pump | P2A | Cooling 1 |  |  | 3 |  | 575.0 | 5.3 | 7.075636509472060 | 0.75 | 0.87 | 0.758 | 4.001 |  | 1 | All Day | 24.0 | 0 | 0 | 0 | 288 | 446.4 | 590.4249 | 744 | 722.177 | 590.9461 | 297.6 | 72 | 0 | 0 | 0 | 0 | 1152.3013 | 1786.0669 | 2362.3173 | 2976.7782 | 2889.4636 | 2364.4024 | 1190.7113 | 288.0753 | 0 | 3751.548 | 15010.1163 | 1.4584
1857 | Pump | Chiller Condensor pump | P2B | Cooling 1 |  |  | 3 |  | 575.0 | 7.5 | 10.01269317378120 | 0.75 | 0.89338 | 0.78375 | 5.8542 |  | 1 | All Day | 24.0 | 0 | 0 | 0 | 288 | 446.4 | 590.4249 | 744 | 722.177 | 590.9461 | 297.6 | 72 | 0 | 0 | 0 | 0 | 1686.0086 | 2613.3133 | 3456.4635 | 4355.5221 | 4227.7662 | 3459.5143 | 1742.2089 | 421.5021 | 0 | 3751.548 | 21962.2989 | 2.1339
1858 | AC system | Chiller | CH-1 | Cooling 1 |  |  | 3 | 182 | 575.0 |  | 242.9746876837570 | 0.75 | 0.94588 | 0.835 | 113.5135 |  | 0.2 | N | 18.428571428571400 | 0 | 0 | 3.4277 | 11.0571 | 45.7029 | 77.4 | 114.2571 | 102.8314 | 66.3429 | 22.8514 | 0 | 0 | 0 | 0 | 389.0919 | 1255.1352 | 5187.8923 | 8785.9466 | 12969.7307 | 11672.7576 | 7530.8114 | 2593.9461 | 0 | 0 | 443.8706 | 50385.3119 | 3.5211
1859 | AC system | Chiller | CH-2 | Cooling 1 |  |  | 3 | 182 | 575.0 |  | 242.9746876837570 | 0.75 | 0.94588 | 0.835 | 113.5135 |  | 0.2 | N | 18.428571428571400 | 0 | 0 | 3.4277 | 11.0571 | 45.7029 | 77.4 | 114.2571 | 102.8314 | 66.3429 | 22.8514 | 0 | 0 | 0 | 0 | 389.0919 | 1255.1352 | 5187.8923 | 8785.9466 | 12969.7307 | 11672.7576 | 7530.8114 | 2593.9461 | 0 | 0 | 443.8706 | 50385.3119 | 3.5211
1860 | AC system | Chiller | CH-3 | Cooling 1 |  |  | 3 | 109 | 575.0 |  | 145.5178074589540 | 0.75 | 0.94063 | 0.81625 | 66.4568 |  | 0.2 | N | 18.428571428571400 | 0 | 0 | 3.4277 | 11.0571 | 45.7029 | 77.4 | 114.2571 | 102.8314 | 66.3429 | 22.8514 | 0 | 0 | 0 | 0 | 227.7949 | 734.8223 | 3037.2657 | 5143.7563 | 7593.1641 | 6833.8477 | 4408.934 | 1518.6328 | 0 | 0 | 443.8706 | 29498.2179 | 2.0614
1861 | AC system | Compressor | AHU-2 | Cooling 1 |  |  | 3 | 15.3 | 460.0 |  | 16.340715259610900 | 0.75 | 0.90012 | 0.7965 | 7.2821 |  | 0.3 | AHU-2 AHU-3 | 17.0 | 0 | 0 | 0 | 91.8 | 110.67 | 153 | 63.24 | 47.43 | 45.9 | 0 | 0 | 0 | 0 | 0 | 0 | 668.4972 | 805.9106 | 1114.1621 | 460.5203 | 345.3902 | 334.2486 | 0 | 0 | 0 | 512.04 | 3728.729 | 0.87311
1862 | AC system | Compressor | AHU-2 | Cooling 1 |  |  | 3 | 15.3 | 460.0 |  | 16.340715259610900 | 0.75 | 0.90012 | 0.7965 | 7.2821 |  | 0.3 | AHU-2 AHU-3 | 17.0 | 0 | 0 | 0 | 91.8 | 110.67 | 153 | 63.24 | 47.43 | 45.9 | 0 | 0 | 0 | 0 | 0 | 0 | 668.4972 | 805.9106 | 1114.1621 | 460.5203 | 345.3902 | 334.2486 | 0 | 0 | 0 | 512.04 | 3728.729 | 0.87311
1863 | AC system | Compressor | AHU-2 | Cooling 1 |  |  | 3 | 15.3 | 460.0 |  | 16.340715259610900 | 0.75 | 0.90012 | 0.7965 | 7.2821 |  | 0.3 | AHU-2 AHU-3 | 17.0 | 0 | 0 | 0 | 91.8 | 110.67 | 153 | 63.24 | 47.43 | 45.9 | 0 | 0 | 0 | 0 | 0 | 0 | 668.4972 | 805.9106 | 1114.1621 | 460.5203 | 345.3902 | 334.2486 | 0 | 0 | 0 | 512.04 | 3728.729 | 0.87311
1864 | AC system | Compressor | AHU-2 | Cooling 1 |  |  | 3 | 15.3 | 460.0 |  | 16.340715259610900 | 0.75 | 0.90012 | 0.7965 | 7.2821 |  | 0.3 | AHU-2 AHU-3 | 17.0 | 0 | 0 | 0 | 91.8 | 110.67 | 153 | 63.24 | 47.43 | 45.9 | 0 | 0 | 0 | 0 | 0 | 0 | 668.4972 | 805.9106 | 1114.1621 | 460.5203 | 345.3902 | 334.2486 | 0 | 0 | 0 | 512.04 | 3728.729 | 0.87311
1865 | AC system | Condenser Fan | AHU-2 | Cooling 1 |  |  | 3 | 2.5 | 460.0 |  | 2.670051513008320 | 0.75 | 0.845 | 0.702 | 1.0487 |  | 0.3 | AHU-2 AHU-3 | 17.0 | 0 | 0 | 0 | 91.8 | 110.67 | 153 | 63.24 | 47.43 | 45.9 | 0 | 0 | 0 | 0 | 0 | 0 | 96.2719 | 116.0611 | 160.4532 | 66.3206 | 49.7405 | 48.1359 | 0 | 0 | 0 | 512.04 | 536.9832 | 0.12574
1866 | AC system | Condenser Fan | AHU-2 | Cooling 1 |  |  | 3 | 2.5 | 460.0 |  | 2.670051513008320 | 0.75 | 0.845 | 0.702 | 1.0487 |  | 0.3 | AHU-2 AHU-3 | 17.0 | 0 | 0 | 0 | 91.8 | 110.67 | 153 | 63.24 | 47.43 | 45.9 | 0 | 0 | 0 | 0 | 0 | 0 | 96.2719 | 116.0611 | 160.4532 | 66.3206 | 49.7405 | 48.1359 | 0 | 0 | 0 | 512.04 | 536.9832 | 0.12574
1867 | AC system | Compressor | RTU01 | Cooling |  |  | 3 | 6.4 | 575.0 |  | 8.544164841626630 | 0.75 | 0.8825 | 0.7645 | 3.6547 |  | 0.3 |  | 24.0 | 0 | 0 | 0 | 108 | 133.92 | 172.8 | 223.2 | 200.88 | 108 | 89.28 | 0 | 0 | 0 | 0 | 0 | 394.7035 | 489.4323 | 631.5256 | 815.7205 | 734.1485 | 394.7035 | 326.2882 | 0 | 0 | 1036.08 | 3786.522 | 1.2629
1868 | AC System | Fan | RTU01 | Cooling | 0.4 | [5 empty] | 0.4 | 0.75 | 0.75 | 0.7 | 0.2984 |  | 0.3 |  | 24.0 | 0 | 0 | 0 | 108 | 133.92 | 172.8 | 223.2 | 200.88 | 108 | 89.28 | 0 | 0 | 0 | 0 | 0 | 32.2272 | 39.9617 | 51.5635 | 66.6029 | 59.9426 | 32.2272 | 26.6412 | 0 | 0 | 1036.08 | 309.1663 | 0.10312
1869 | AC system | Compressor | RTU02 | Cooling |  |  | 3 | 6.4 | 575.0 |  | 8.544164841626630 | 0.75 | 0.8825 | 0.7645 | 3.6547 |  | 0.3 |  | 24.0 | 0 | 0 | 0 | 108 | 133.92 | 172.8 | 223.2 | 200.88 | 108 | 89.28 | 0 | 0 | 0 | 0 | 0 | 394.7035 | 489.4323 | 631.5256 | 815.7205 | 734.1485 | 394.7035 | 326.2882 | 0 | 0 | 1036.08 | 3786.522 | 1.2629
1870 | AC system | Compressor | ACU-109 | Cooling 3 |  |  | 3 | 37.1 | 208.0 |  | 17.916742187463200 | 0.75 | 0.90012 | 0.7965 | 7.9844 |  | 0.4 | All Day | 24.0 | 0 | 0 | 0 | 57.6 | 89.28 | 288 | 386.88 | 297.6 | 115.2 | 59.52 | 0 | 0 | 0 | 0 | 0 | 459.9042 | 712.8515 | 2299.5211 | 3089.0234 | 2376.1718 | 919.8084 | 475.2344 | 0 | 0 | 1294.08 | 10332.5149 | 1.2969
1871 | AC system | Compressor | AC-1 | Cooling 3 |  |  | 3 | 20.5 | 575.0 |  | 27.368028008335300 | 0.75 | 0.9115 | 0.80375 | 12.3074 |  | 0.4 | All Day | 24.0 | 0 | 0 | 0 | 57.6 | 89.28 | 288 | 386.88 | 297.6 | 115.2 | 59.52 | 0 | 0 | 0 | 0 | 0 | 708.9034 | 1098.8003 | 3544.5171 | 4761.4679 | 3662.6676 | 1417.8068 | 732.5335 | 0 | 0 | 1294.08 | 15926.6966 | 1.999
1872 | Electric Boiler | Boiler |  | University |  | 48 |  |  |  |  | 64.343163538874 | 0.75 | 0.93063 | 0.82325 | 38.6837 |  | 0.1 |  | 24.0 | 74.4 | 67.2 | 74.4 | 72 | 74.4 | 72 | 52.08 | 52.08 | 72 | 74.4 | 72 | 52.08 | 2878.0658 | 2599.5433 | 2878.0658 | 2785.225 | 2878.0658 | 2785.225 | 2014.6461 | 2014.6461 | 2785.225 | 2878.0658 | 2785.225 | 2014.6461 | 809.04 | 31296.6447 | 4.79
1873 | Heat pump | Compressor | RTU07 | Heat Pump |  |  | 3 | 6 | 575.0 |  | 8.010154539024970 | 0.75 | 0.8825 | 0.7645 | 3.4262 |  | 0.4 |  | 17.0 | 210.8 | 190.4 | 105.4 | 81.6 | 126.48 | 163.2 | 210.8 | 189.72 | 122.4 | 126.48 | 204 | 210.8 | 722.2525 | 652.3571 | 361.1263 | 279.5816 | 433.3515 | 559.1633 | 722.2525 | 650.0273 | 419.3724 | 433.3515 | 698.9541 | 722.2525 | 1942.08 | 6654.0428 | 2.2193
1874 | Heat pump | Fan | RTU07 | Heat Pump | 0.4 | [5 empty] | 0.4 | 0.75 | 0.75 | 0.7 | 0.2984 |  | 0.4 |  | 17.0 | 210.8 | 190.4 | 105.4 | 81.6 | 126.48 | 163.2 | 210.8 | 189.72 | 122.4 | 126.48 | 204 | 210.8 | 62.9027 | 56.8154 | 31.4514 | 24.3494 | 37.7416 | 48.6989 | 62.9027 | 56.6124 | 36.5242 | 37.7416 | 60.8736 | 62.9027 | 1942.08 | 579.5167 | 0.19329
1875 | AC System | Carl Jrs Condensing Unit | CU-2 | Cooling 3 |  | 10.551 |  |  |  |  | 14.14343163538870 | 0.75 | 0.89338 | 0.78375 | 8.8577 |  | 0.6 | Occupied | 12.0 | 156.24 | 201.6 | 223.2 | 216 | 223.2 | 216 | 223.2 | 223.2 | 216 | 223.2 | 216 | 22.32 | 1383.9274 | 1785.7128 | 1977.0392 | 1913.2637 | 1977.0392 | 1913.2637 | 1977.0392 | 1977.0392 | 1913.2637 | 1977.0392 | 1913.2637 | 197.7039 | 2360.16 | 20905.5952 | 2.501
1876 | AC System | Carl Jrs Condensing Unit | CU-2 | Cooling 3 |  | 10.551 |  |  |  |  | 14.14343163538870 | 0.75 | 0.89338 | 0.78375 | 8.8577 |  | 0.6 | Occupied | 12.0 | 156.24 | 201.6 | 223.2 | 216 | 223.2 | 216 | 223.2 | 223.2 | 216 | 223.2 | 216 | 22.32 | 1383.9274 | 1785.7128 | 1977.0392 | 1913.2637 | 1977.0392 | 1913.2637 | 1977.0392 | 1977.0392 | 1913.2637 | 1977.0392 | 1913.2637 | 197.7039 | 2360.16 | 20905.5952 | 2.501
1877 | AC system | Compressor | AC Unit | Cooling 1 |  |  | 1 | 14.7 | 208.0 |  | 4.098659517426270 | 0.75 | 0.75 | 0.845 | 1.9378 |  | 0.3 |  | 24.0 | 0 | 0 | 0 | 0 | 111.6 | 216 | 223.2 | 156.24 | 108 | 0 | 0 | 0 | 0 | 0 | 0 | 0 | 216.2533 | 418.5549 | 432.5067 | 302.7547 | 209.2774 | 0 | 0 | 0 | 815.04 | 1579.347 | 0.21937
1878 | AC system | Compressor |  | Cooling 1 |  |  | 1 |  | 115.0 | 7 | 1.0790884718498700 | 0.75 | 0.75 | 0.765 | 0.61582 |  | 0.3 |  | 24.0 | 0 | 0 | 0 | 0 | 111.6 | 216 | 223.2 | 156.24 | 108 | 0 | 0 | 0 | 0 | 0 | 0 | 0 | 68.7261 | 133.0182 | 137.4521 | 96.2165 | 66.5091 | 0 | 0 | 0 | 815.04 | 501.922 | 0.069716
1879 | AC system | Compressor (x2) | CU1 | Cooling 1 |  |  | 3 | 20.7 | 230.0 |  | 11.054013263854500 | 0.75 | 0.89338 | 0.78375 | 9.6945 |  | 0.35 | Occupied | 10.428571428571400 | 0 | 0 | 0 | 0 | 33.945 | 76.65 | 113.15 | 113.15 | 54.75 | 0 | 0 | 0 | 0 | 0 | 0 | 0 | 329.0815 | 743.0872 | 1096.9382 | 1096.9382 | 530.7766 | 0 | 0 | 0 | 391.645 | 3796.8217 | 7.8569
1880 | AC system | Fan (x2) | CU1 | Cooling 1 |  |  | 1 | 6.9 | 230.0 |  | 2.1273458445040200 | 0.75 | 0.75 | 0.745 | 1.7735 |  | 0.35 | Occupied | 10.428571428571400 | 0 | 0 | 0 | 0 | 33.945 | 76.65 | 113.15 | 113.15 | 54.75 | 0 | 0 | 0 | 0 | 0 | 0 | 0 | 60.2005 | 135.9367 | 200.6684 | 200.6684 | 97.0976 | 0 | 0 | 0 | 391.645 | 694.5716 | 1.4373
1881 | AC system | Compressor | AHU-2 | Cooling 1 |  |  | 3 | 20.6 | 208.0 |  | 9.948379759076580 | 0.75 | 0.8825 | 0.7645 | 4.2553 |  | 0.35 | Occupied | 10.428571428571400 | 0 | 0 | 0 | 0 | 33.945 | 76.65 | 113.15 | 113.15 | 54.75 | 0 | 0 | 0 | 0 | 0 | 0 | 0 | 144.4461 | 326.1686 | 481.4869 | 481.4869 | 232.9775 | 0 | 0 | 0 | 391.645 | 1666.566 | 3.4487
1882 | AC system | Fan | AHU-2 | Cooling 1 |  |  | 1 | 1.4 | 208.0 |  | 0.3903485254691690 | 0.75 | 0.75 | 0.67 | 0.14633 |  | 0.35 | Occupied | 10.428571428571400 | 0 | 0 | 0 | 0 | 33.945 | 76.65 | 113.15 | 113.15 | 54.75 | 0 | 0 | 0 | 0 | 0 | 0 | 0 | 4.9671 | 11.216 | 16.557 | 16.557 | 8.0115 | 0 | 0 | 0 | 391.645 | 57.3086 | 0.11859
1883 | AC system | Compressor | CU3 | Cooling 1 |  |  | 3 | 10.7 | 230.0 |  | 5.71391023783781 | 0.75 | 0.87 | 0.758 | 2.4233 |  | 0.35 | Occupied | 10.428571428571400 | 0 | 0 | 0 | 0 | 33.945 | 76.65 | 113.15 | 113.15 | 54.75 | 0 | 0 | 0 | 0 | 0 | 0 | 0 | 82.2581 | 185.744 | 274.1936 | 274.1936 | 132.6743 | 0 | 0 | 0 | 391.645 | 949.0636 | 1.9639
1884 | AC system | Fan | CU3 | Cooling 1 |  |  | 1 | 3.6 | 230.0 |  | 1.1099195710455800 | 0.75 | 0.75 | 0.765 | 0.47507 |  | 0.35 | Occupied | 10.428571428571400 | 0 | 0 | 0 | 0 | 33.945 | 76.65 | 113.15 | 113.15 | 54.75 | 0 | 0 | 0 | 0 | 0 | 0 | 0 | 16.1261 | 36.4137 | 53.7536 | 53.7536 | 26.0098 | 0 | 0 | 0 | 391.645 | 186.0568 | 0.38502
1885 | AC system | Compressor 1 | RTU-1 | Heat/Cool |  |  | 3 | 14.8 | 208.0 |  | 7.147379632734630 | 0.75 | 0.87 | 0.758 | 3.0312 |  | 0.2 | RTU-1 | 13.0 | 40.3 | 50.96 | 40.3 | 39 | 16.12 | 54.6 | 80.6 | 72.54 | 62.4 | 16.12 | 39 | 80.6 | 122.1578 | 154.4705 | 122.1578 | 118.2172 | 48.8631 | 165.5041 | 244.3156 | 219.884 | 189.1476 | 48.8631 | 118.2172 | 244.3156 | 592.54 | 1796.1137 | 3.0545
1886 | AC system | Compressor 2 | RTU-1 | Heat/Cool |  |  | 3 | 14.1 | 208.0 |  | 6.80932789334853 | 0.75 | 0.87 | 0.758 | 2.8878 |  | 0.2 | RTU-1 | 13.0 | 40.3 | 50.96 | 40.3 | 39 | 16.12 | 54.6 | 80.6 | 72.54 | 62.4 | 16.12 | 39 | 80.6 | 116.3801 | 147.1645 | 116.3801 | 112.6259 | 46.552 | 157.6762 | 232.7601 | 209.4841 | 180.2014 | 46.552 | 112.6259 | 232.7601 | 592.54 | 1711.1624 | 2.91
1887 | AC system | Compressor 1 | RTU-2 | Heat/Cool |  |  | 3 | 14.8 | 208.0 |  | 7.147379632734630 | 0.75 | 0.87 | 0.758 | 3.0312 |  | 0.2 | RTU-2 | 13.0 | 40.3 | 50.96 | 40.3 | 39 | 16.12 | 54.6 | 80.6 | 72.54 | 62.4 | 16.12 | 39 | 80.6 | 122.1578 | 154.4705 | 122.1578 | 118.2172 | 48.8631 | 165.5041 | 244.3156 | 219.884 | 189.1476 | 48.8631 | 118.2172 | 244.3156 | 592.54 | 1796.1137 | 3.0545
1888 | AC system | Compressor 2 | RTU-2 | Heat/Cool |  |  | 3 | 14.1 | 208.0 |  | 6.80932789334853 | 0.75 | 0.87 | 0.758 | 2.8878 |  | 0.2 | RTU-2 | 13.0 | 40.3 | 50.96 | 40.3 | 39 | 16.12 | 54.6 | 80.6 | 72.54 | 62.4 | 16.12 | 39 | 80.6 | 116.3801 | 147.1645 | 116.3801 | 112.6259 | 46.552 | 157.6762 | 232.7601 | 209.4841 | 180.2014 | 46.552 | 112.6259 | 232.7601 | 592.54 | 1711.1624 | 2.91
1889 | Heat pump | Compressor | RTU09 | Heat Pump |  |  | 3 | 4.9 | 575.0 |  | 6.541626206870390 | 0.75 | 0.87 | 0.758 | 2.7743 |  | 0.4 |  | 9.857142857142860 | 122.2286 | 110.4 | 61.1143 | 47.3143 | 73.3371 | 94.6286 | 122.2286 | 110.0057 | 70.9714 | 73.3371 | 118.2857 | 122.2286 | 339.1 | 306.2838 | 169.55 | 131.2645 | 203.46 | 262.529 | 339.1 | 305.19 | 196.8968 | 203.46 | 328.1613 | 339.1 | 1126.08 | 3124.0952 | 1.042
1890 | AC system | Compressor | Eco-Air | Cooling 1 |  |  | 1 |  | 208.0 | 15.7 | 4.377479892761390 | 0.75 | 0.75 | 0.845 | 2.7594 |  | 0.3 | All Day | 24.0 | 0 | 0 | 0 | 0 | 0 | 0 | 111.6 | 223.2 | 108 | 156.24 | 0 | 0 | 0 | 0 | 0 | 0 | 0 | 0 | 307.9526 | 615.9052 | 298.0187 | 431.1337 | 0 | 0 | 599.04 | 1653.0101 | 1.0037
1891 | AC system | Fan | Eco-Air | Cooling 1 |  |  | 1 |  | 208.0 | 1.36 | 0.3791957104557640 | 0.75 | 0.75 | 0.67 | 0.18953 |  | 0.3 | All Day | 24.0 | 0 | 0 | 0 | 0 | 0 | 0 | 111.6 | 223.2 | 108 | 156.24 | 0 | 0 | 0 | 0 | 0 | 0 | 0 | 0 | 21.1515 | 42.303 | 20.4692 | 29.6121 | 0 | 0 | 599.04 | 113.5358 | 0.068939
1892 | AC system | Compressor | Fujitsu | Cooling 1 |  |  | 1 |  | 208.0 | 12 | 3.3458445040214500 | 0.75 | 0.75 | 0.845 | 2.1091 |  | 0.3 | All Day | 24.0 | 0 | 0 | 0 | 0 | 0 | 0 | 111.6 | 223.2 | 108 | 156.24 | 0 | 0 | 0 | 0 | 0 | 0 | 0 | 0 | 235.3778 | 470.7556 | 227.785 | 329.5289 | 0 | 0 | 599.04 | 1263.4472 | 0.76716
1893 | AC system | Fan | Fujitsu | Cooling 1 |  |  | 1 |  | 208.0 | 0.5 | 0.1394101876675600 | 0.75 | 0.75 | 0.67 | 0.06968 |  | 0.3 | All Day | 24.0 | 0 | 0 | 0 | 0 | 0 | 0 | 111.6 | 223.2 | 108 | 156.24 | 0 | 0 | 0 | 0 | 0 | 0 | 0 | 0 | 7.7763 | 15.5526 | 7.5254 | 10.8868 | 0 | 0 | 599.04 | 41.7411 | 0.025345
1894 | AC system | Compressor |  | Cooling 1 |  |  | 1 | 12.8 | 208.0 |  | 3.568900804289540 | 0.75 | 0.75 | 0.845 | 1.6873 |  | 0.3 | All Day | 24.0 | 0 | 0 | 0 | 0 | 0 | 0 | 111.6 | 223.2 | 108 | 156.24 | 0 | 0 | 0 | 0 | 0 | 0 | 0 | 0 | 188.3022 | 376.6045 | 182.228 | 263.6231 | 0 | 0 | 599.04 | 1010.7578 | 0.61373
1895 | AC system | Fan |  | Cooling 1 |  |  | 1 | 0.8 | 208.0 |  | 0.2230563002680970 | 0.75 | 0.75 | 0.67 | 0.083616 |  | 0.3 | All Day | 24.0 | 0 | 0 | 0 | 0 | 0 | 0 | 111.6 | 223.2 | 108 | 156.24 | 0 | 0 | 0 | 0 | 0 | 0 | 0 | 0 | 9.3315 | 18.6631 | 9.0305 | 13.0642 | 0 | 0 | 599.04 | 50.0893 | 0.030414
1896 | AC system | Compressor |  | Cooling 1 |  |  | 1 | 26.4 | 208.0 |  | 7.360857908847190 | 0.75 | 0.75 | 0.905 | 3.7272 |  | 0.3 | All Day | 24.0 | 0 | 0 | 0 | 0 | 0 | 0 | 111.6 | 223.2 | 108 | 156.24 | 0 | 0 | 0 | 0 | 0 | 0 | 0 | 0 | 415.9502 | 831.9003 | 402.5324 | 582.3302 | 0 | 0 | 599.04 | 2232.7131 | 1.3557
1897 | AC system | Fan |  | Cooling 1 |  | 0.25 |  |  |  |  | 0.3351206434316350 | 0.75 | 0.75 | 0.7 | 0.25 |  | 0.3 | All Day | 24.0 | 0 | 0 | 0 | 0 | 0 | 0 | 111.6 | 223.2 | 108 | 156.24 | 0 | 0 | 0 | 0 | 0 | 0 | 0 | 0 | 27.9 | 55.8 | 27 | 39.06 | 0 | 0 | 599.04 | 149.76 | 0.090934
1898 | AC system | Compressor (x2) |  | Cooling 1 |  |  | 3 | 16 | 208.0 |  | 7.72689690025365 | 0.75 | 0.8825 | 0.7645 | 6.6102 |  | 0.3 | All Day | 24.0 | 0 | 0 | 0 | 0 | 0 | 0 | 111.6 | 223.2 | 108 | 156.24 | 0 | 0 | 0 | 0 | 0 | 0 | 0 | 0 | 737.6951 | 1475.3902 | 713.8985 | 1032.7731 | 0 | 0 | 599.04 | 3959.7568 | 2.4044
1899 | AC system | AC Unit |  | Cooling 1 |  | 0.9 |  |  |  |  | 1.2064343163538900 | 0.75 | 0.75 | 0.65475 | 0.9 |  | 0.3 | All Day | 24.0 | 0 | 0 | 0 | 0 | 0 | 0 | 111.6 | 223.2 | 108 | 156.24 | 0 | 0 | 0 | 0 | 0 | 0 | 0 | 0 | 100.44 | 200.88 | 97.2 | 140.616 | 0 | 0 | 599.04 | 539.136 | 0.32736
1900 | Heat pump | Compressor | HPWA-01 | Heat Pump |  |  | 3 | 10.6 | 230.0 |  | 5.660509207577640 | 0.75 | 0.87 | 0.758 | 2.4006 |  | 0.3 | All Day | 24.0 | 200.88 | 141.12 | 133.92 | 129.6 | 111.6 | 151.2 | 156.24 | 156.24 | 151.2 | 200.88 | 216 | 223.2 | 482.2381 | 338.7766 | 321.4921 | 311.1213 | 267.91 | 362.9749 | 375.0741 | 375.0741 | 362.9749 | 482.2381 | 518.5356 | 535.8201 | 1972.08 | 4734.2297 | 0.7874
1901 | Heat pump | Compressor | HP-3 | Heat Pump |  |  | 3 | 55.8 | 208.0 |  | 26.9475529396346 | 0.75 | 0.9115 | 0.80375 | 12.1183 |  | 0.6 | All Day | 24.0 | 401.76 | 282.24 | 267.84 | 259.2 | 223.2 | 302.4 | 312.48 | 312.48 | 302.4 | 401.76 | 432 | 446.4 | 4868.6338 | 3420.2588 | 3245.7558 | 3141.054 | 2704.7965 | 3664.563 | 3786.7151 | 3786.7151 | 3664.563 | 4868.6338 | 5235.0901 | 5409.5931 | 3944.16 | 47796.3723 | 7.9495
1902 | AC system | RTU DX Compressor | RTU1 | Cooling 1 |  |  | 3 | 17.9 | 208.0 |  | 8.644465907158770 | 0.75 | 0.8825 | 0.7645 | 3.6976 |  | 0.25 | Office Hours | 10.428571428571400 | 0 | 0 | 0 | 0 | 0 | 78.2143 | 80.8214 | 80.8214 | 0 | 0 | 0 | 0 | 0 | 0 | 0 | 0 | 0 | 289.2024 | 298.8424 | 298.8424 | 0 | 0 | 0 | 0 | 239.8571 | 886.8872 | 0.94698
1903 | Ventilation | Exhaust Fan | EF-2 | Uniform |  |  | 1 | 0.4 | 115.0 |  | 0.06166219839142090 | 0.75 | 0.75 | 0.67 | 0.023115 |  | 0.3 | Occupied | 6.428571428571430 | 59.7857 | 54 | 59.7857 | 57.8571 | 59.7857 | 57.8571 | 59.7857 | 59.7857 | 57.8571 | 59.7857 | 57.8571 | 59.7857 | 1.3819 | 1.2482 | 1.3819 | 1.3374 | 1.3819 | 1.3374 | 1.3819 | 1.3819 | 1.3374 | 1.3819 | 1.3374 | 1.3819 | 703.9286 | 16.2713 | 0.013969
1904 | Ventilation | Exhaust Fan | EF-3 | Uniform |  |  | 1 | 0.4 | 115.0 |  | 0.06166219839142090 | 0.75 | 0.75 | 0.67 | 0.023115 |  | 0.3 | Occupied | 6.428571428571430 | 59.7857 | 54 | 59.7857 | 57.8571 | 59.7857 | 57.8571 | 59.7857 | 59.7857 | 57.8571 | 59.7857 | 57.8571 | 59.7857 | 1.3819 | 1.2482 | 1.3819 | 1.3374 | 1.3819 | 1.3374 | 1.3819 | 1.3819 | 1.3374 | 1.3819 | 1.3374 | 1.3819 | 703.9286 | 16.2713 | 0.013969
1905 | Ventilation | Supply Fan | GF-1 | Uniform |  |  | 1 | 12 | 115.0 |  | 1.8498659517426300 | 0.75 | 0.75 | 0.79 | 0.81765 |  | 0.3 | Occupied | 6.428571428571430 | 59.7857 | 54 | 59.7857 | 57.8571 | 59.7857 | 57.8571 | 59.7857 | 59.7857 | 57.8571 | 59.7857 | 57.8571 | 59.7857 | 48.8838 | 44.1531 | 48.8838 | 47.3069 | 48.8838 | 47.3069 | 48.8838 | 48.8838 | 47.3069 | 48.8838 | 47.3069 | 48.8838 | 703.9286 | 575.5672 | 0.49413
1906 | Ventilation | Supply Fan | GF-2 | Uniform |  |  | 1 | 12 | 115.0 |  | 1.8498659517426300 | 0.75 | 0.75 | 0.79 | 0.81765 |  | 0.3 | Occupied | 6.428571428571430 | 59.7857 | 54 | 59.7857 | 57.8571 | 59.7857 | 57.8571 | 59.7857 | 59.7857 | 57.8571 | 59.7857 | 57.8571 | 59.7857 | 48.8838 | 44.1531 | 48.8838 | 47.3069 | 48.8838 | 47.3069 | 48.8838 | 48.8838 | 47.3069 | 48.8838 | 47.3069 | 48.8838 | 703.9286 | 575.5672 | 0.49413
1907 | Ventilation | Supply Fan | GF-3 | Uniform |  |  | 1 | 12 | 115.0 |  | 1.8498659517426300 | 0.75 | 0.75 | 0.79 | 0.81765 |  | 0.3 | Occupied | 6.428571428571430 | 59.7857 | 54 | 59.7857 | 57.8571 | 59.7857 | 57.8571 | 59.7857 | 59.7857 | 57.8571 | 59.7857 | 57.8571 | 59.7857 | 48.8838 | 44.1531 | 48.8838 | 47.3069 | 48.8838 | 47.3069 | 48.8838 | 48.8838 | 47.3069 | 48.8838 | 47.3069 | 48.8838 | 703.9286 | 575.5672 | 0.49413
1908 | Ventilation | Supply Fan | GF-4 | Uniform |  |  | 1 | 12 | 115.0 |  | 1.8498659517426300 | 0.75 | 0.75 | 0.79 | 0.81765 |  | 0.3 | Occupied | 6.428571428571430 | 59.7857 | 54 | 59.7857 | 57.8571 | 59.7857 | 57.8571 | 59.7857 | 59.7857 | 57.8571 | 59.7857 | 57.8571 | 59.7857 | 48.8838 | 44.1531 | 48.8838 | 47.3069 | 48.8838 | 47.3069 | 48.8838 | 48.8838 | 47.3069 | 48.8838 | 47.3069 | 48.8838 | 703.9286 | 575.5672 | 0.49413
1909 | Ventilation | Supply Fan | GF-5 | Uniform |  |  | 1 | 12 | 115.0 |  | 1.8498659517426300 | 0.75 | 0.75 | 0.79 | 0.81765 |  | 0.3 | Occupied | 6.428571428571430 | 59.7857 | 54 | 59.7857 | 57.8571 | 59.7857 | 57.8571 | 59.7857 | 59.7857 | 57.8571 | 59.7857 | 57.8571 | 59.7857 | 48.8838 | 44.1531 | 48.8838 | 47.3069 | 48.8838 | 47.3069 | 48.8838 | 48.8838 | 47.3069 | 48.8838 | 47.3069 | 48.8838 | 703.9286 | 575.5672 | 0.49413
1910 | Ventilation | Supply Fan | GF-6 | Uniform |  |  | 1 | 12 | 115.0 |  | 1.8498659517426300 | 0.75 | 0.75 | 0.79 | 0.81765 |  | 0.3 | Occupied | 6.428571428571430 | 59.7857 | 54 | 59.7857 | 57.8571 | 59.7857 | 57.8571 | 59.7857 | 59.7857 | 57.8571 | 59.7857 | 57.8571 | 59.7857 | 48.8838 | 44.1531 | 48.8838 | 47.3069 | 48.8838 | 47.3069 | 48.8838 | 48.8838 | 47.3069 | 48.8838 | 47.3069 | 48.8838 | 703.9286 | 575.5672 | 0.49413
1911 | Ventilation | Supply Fan | GF-7 | Uniform |  |  | 1 | 12 | 115.0 |  | 1.8498659517426300 | 0.75 | 0.75 | 0.79 | 0.81765 |  | 0.3 | Occupied | 6.428571428571430 | 59.7857 | 54 | 59.7857 | 57.8571 | 59.7857 | 57.8571 | 59.7857 | 59.7857 | 57.8571 | 59.7857 | 57.8571 | 59.7857 | 48.8838 | 44.1531 | 48.8838 | 47.3069 | 48.8838 | 47.3069 | 48.8838 | 48.8838 | 47.3069 | 48.8838 | 47.3069 | 48.8838 | 703.9286 | 575.5672 | 0.49413
1912 | Ventilation | Supply Fan | GF-8 | Uniform |  |  | 1 | 12 | 115.0 |  | 1.8498659517426300 | 0.75 | 0.75 | 0.79 | 0.81765 |  | 0.3 | Occupied | 6.428571428571430 | 59.7857 | 54 | 59.7857 | 57.8571 | 59.7857 | 57.8571 | 59.7857 | 59.7857 | 57.8571 | 59.7857 | 57.8571 | 59.7857 | 48.8838 | 44.1531 | 48.8838 | 47.3069 | 48.8838 | 47.3069 | 48.8838 | 48.8838 | 47.3069 | 48.8838 | 47.3069 | 48.8838 | 703.9286 | 575.5672 | 0.49413
1913 | Ventilation | Supply Fan | RTU | Uniform |  |  | 1 | 4 | 208.0 |  | 1.1152815013404800 | 0.75 | 0.75 | 0.765 | 0.47736 |  | 0.3 | Occupied | 6.428571428571430 | 59.7857 | 54 | 59.7857 | 57.8571 | 59.7857 | 57.8571 | 59.7857 | 59.7857 | 57.8571 | 59.7857 | 57.8571 | 59.7857 | 28.5393 | 25.7774 | 28.5393 | 27.6187 | 28.5393 | 27.6187 | 28.5393 | 28.5393 | 27.6187 | 28.5393 | 27.6187 | 28.5393 | 703.9286 | 336.0273 | 0.28848
1914 | Ventilation | Supply Fan | RTU | Uniform |  |  | 1 | 2 | 208.0 |  | 0.5576407506702410 | 0.75 | 0.75 | 0.67 | 0.20904 |  | 0.3 | Occupied | 6.428571428571430 | 59.7857 | 54 | 59.7857 | 57.8571 | 59.7857 | 57.8571 | 59.7857 | 59.7857 | 57.8571 | 59.7857 | 57.8571 | 59.7857 | 12.4976 | 11.2882 | 12.4976 | 12.0945 | 12.4976 | 12.0945 | 12.4976 | 12.4976 | 12.0945 | 12.4976 | 12.0945 | 12.4976 | 703.9286 | 147.1492 | 0.12633
1915 | AC system | Compressor (x2) | CU1 | Cooling 1 |  |  | 3 | 26 | 208.0 |  | 12.556207462912200 | 0.75 | 0.89338 | 0.78375 | 11.012 |  | 0.4 | Occupied | 11.428571428571400 | 0 | 0 | 0 | 0 | 28.3429 | 109.7143 | 141.7143 | 141.7143 | 96 | 0 | 0 | 0 | 0 | 0 | 0 | 0 | 312.1115 | 1208.1735 | 1560.5574 | 1560.5574 | 1057.1518 | 0 | 0 | 0 | 517.4857 | 5698.5516 | 7.8679
1916 | AC system | Fan (x2) | CU1 | Cooling 1 |  |  | 1 | 3.1 | 208.0 |  | 0.8643431635388740 | 0.75 | 0.75 | 0.69667 | 0.67382 |  | 0.4 | Occupied | 11.428571428571400 | 0 | 0 | 0 | 0 | 28.3429 | 109.7143 | 141.7143 | 141.7143 | 96 | 0 | 0 | 0 | 0 | 0 | 0 | 0 | 19.0979 | 73.9272 | 95.4894 | 95.4894 | 64.6863 | 0 | 0 | 0 | 517.4857 | 348.6902 | 0.48143
1917 | AC system | Compressor | CU2 | Cooling 1 |  |  | 3 | 41.4 | 200.0 |  | 19.224370893659900 | 0.75 | 0.90012 | 0.7965 | 8.5672 |  | 0.4 | Occupied | 11.428571428571400 | 0 | 0 | 0 | 0 | 28.3429 | 109.7143 | 141.7143 | 141.7143 | 96 | 0 | 0 | 0 | 0 | 0 | 0 | 0 | 242.8184 | 939.9423 | 1214.0921 | 1214.0921 | 822.4495 | 0 | 0 | 0 | 517.4857 | 4433.3944 | 6.1211
1918 | AC system | Compressor | CU2 | Cooling 1 |  |  | 3 | 60.5 | 200.0 |  | 28.093585484696300 | 0.75 | 0.9115 | 0.80375 | 12.6336 |  | 0.4 | Occupied | 11.428571428571400 | 0 | 0 | 0 | 0 | 28.3429 | 109.7143 | 141.7143 | 141.7143 | 96 | 0 | 0 | 0 | 0 | 0 | 0 | 0 | 358.0732 | 1386.09 | 1790.3662 | 1790.3662 | 1212.8287 | 0 | 0 | 0 | 517.4857 | 6537.7245 | 9.0266
1919 | AC system | Compressor | AHU-3 | Cooling 1 |  |  | 3 | 167.25 | 460.0 |  | 178.62644622025700 | 0.75 | 0.94588 | 0.82175 | 82.1269 |  | 0.15 | AHU-3 | 15.214285714285700 | 0 | 0 | 0 | 41.0786 | 49.5225 | 54.7714 | 63.6718 | 70.7464 | 47.925 | 0 | 0 | 0 | 0 | 0 | 0 | 3373.6567 | 4067.1306 | 4498.209 | 5229.168 | 5810.1866 | 3935.9329 | 0 | 0 | 0 | 327.7157 | 26914.2838 | 2.9845
1920 | AC system | Compressor | AHU-3 | Cooling 1 |  |  | 3 | 189.75 | 460.0 |  | 202.65690983733200 | 0.75 | 0.94588 | 0.835 | 94.6778 |  | 0.15 | AHU-3 | 15.214285714285700 | 0 | 0 | 0 | 41.0786 | 49.5225 | 54.7714 | 63.6718 | 70.7464 | 47.925 | 0 | 0 | 0 | 0 | 0 | 0 | 3889.2272 | 4688.6795 | 5185.6363 | 6028.3022 | 6698.1135 | 4537.4317 | 0 | 0 | 0 | 327.7157 | 31027.3903 | 3.4406
1921 | AC system | Compressor | AHU-4 | Cooling 1 |  |  | 3 | 167.25 | 460.0 |  | 178.62644622025700 | 0.75 | 0.94588 | 0.82175 | 82.1269 |  | 0.15 | AHU-4 | 15.214285714285700 | 0 | 0 | 0 | 41.0786 | 49.5225 | 54.7714 | 63.6718 | 70.7464 | 47.925 | 0 | 0 | 0 | 0 | 0 | 0 | 3373.6567 | 4067.1306 | 4498.209 | 5229.168 | 5810.1866 | 3935.9329 | 0 | 0 | 0 | 327.7157 | 26914.2838 | 2.9845
1922 | AC system | Compressor | AHU-4 | Cooling 1 |  |  | 3 | 189.75 | 460.0 |  | 202.65690983733200 | 0.75 | 0.94588 | 0.835 | 94.6778 |  | 0.15 | AHU-4 | 15.214285714285700 | 0 | 0 | 0 | 41.0786 | 49.5225 | 54.7714 | 63.6718 | 70.7464 | 47.925 | 0 | 0 | 0 | 0 | 0 | 0 | 3889.2272 | 4688.6795 | 5185.6363 | 6028.3022 | 6698.1135 | 4537.4317 | 0 | 0 | 0 | 327.7157 | 31027.3903 | 3.4406
1923 | AC system | Compressor | AHU-3 | Cooling 1 |  |  | 3 | 167.25 | 460.0 |  | 178.62644622025700 | 0.75 | 0.94588 | 0.82175 | 82.1269 |  | 0.15 | AHU-3 | 15.214285714285700 | 0 | 0 | 0 | 41.0786 | 49.5225 | 54.7714 | 63.6718 | 70.7464 | 47.925 | 0 | 0 | 0 | 0 | 0 | 0 | 3373.6567 | 4067.1306 | 4498.209 | 5229.168 | 5810.1866 | 3935.9329 | 0 | 0 | 0 | 327.7157 | 26914.2838 | 2.9123
1924 | AC system | Compressor | AHU-3 | Cooling 1 |  |  | 3 | 189.75 | 460.0 |  | 202.65690983733200 | 0.75 | 0.94588 | 0.835 | 94.6778 |  | 0.15 | AHU-3 | 15.214285714285700 | 0 | 0 | 0 | 41.0786 | 49.5225 | 54.7714 | 63.6718 | 70.7464 | 47.925 | 0 | 0 | 0 | 0 | 0 | 0 | 3889.2272 | 4688.6795 | 5185.6363 | 6028.3022 | 6698.1135 | 4537.4317 | 0 | 0 | 0 | 327.7157 | 31027.3903 | 3.3573
1925 | AC system | Compressor | AHU-4 | Cooling 1 |  |  | 3 | 167.25 | 460.0 |  | 178.62644622025700 | 0.75 | 0.94588 | 0.82175 | 82.1269 |  | 0.15 | AHU-4 | 15.214285714285700 | 0 | 0 | 0 | 41.0786 | 49.5225 | 54.7714 | 63.6718 | 70.7464 | 47.925 | 0 | 0 | 0 | 0 | 0 | 0 | 3373.6567 | 4067.1306 | 4498.209 | 5229.168 | 5810.1866 | 3935.9329 | 0 | 0 | 0 | 327.7157 | 26914.2838 | 2.9123
1926 | AC system | Compressor | AHU-4 | Cooling 1 |  |  | 3 | 189.75 | 460.0 |  | 202.65690983733200 | 0.75 | 0.94588 | 0.835 | 94.6778 |  | 0.15 | AHU-4 | 15.214285714285700 | 0 | 0 | 0 | 41.0786 | 49.5225 | 54.7714 | 63.6718 | 70.7464 | 47.925 | 0 | 0 | 0 | 0 | 0 | 0 | 3889.2272 | 4688.6795 | 5185.6363 | 6028.3022 | 6698.1135 | 4537.4317 | 0 | 0 | 0 | 327.7157 | 31027.3903 | 3.3573
1927 | AC System | 175 Ton Chiller (comp. 1) | SN UA4L2756 | Cooling 1 |  | 119 |  |  |  |  | 159.51742627345800 | 0.75 | 0.9435 | 0.82175 | 94.5946 |  | 0.5 | Occupied | 16.523809523809500 | 0 | 0 | 0 | 0 | 102.4476 | 74.3571 | 256.119 | 179.2833 | 198.2857 | 51.2238 | 0 | 0 | 0 | 0 | 0 | 0 | 9690.991 | 7033.7838 | 24227.4775 | 16959.2342 | 18756.7568 | 4845.4955 | 0 | 0 | 861.7167 | 81513.7387 | 7.241
1928 | AC System | 175 Ton Chiller (comp. 2) |  | Cooling 1 |  | 119 |  |  |  |  | 159.51742627345800 | 0.75 | 0.9435 | 0.82175 | 94.5946 |  | 0.5 | Occupied | 16.523809523809500 | 0 | 0 | 0 | 0 | 102.4476 | 74.3571 | 256.119 | 179.2833 | 198.2857 | 51.2238 | 0 | 0 | 0 | 0 | 0 | 0 | 9690.991 | 7033.7838 | 24227.4775 | 16959.2342 | 18756.7568 | 4845.4955 | 0 | 0 | 861.7167 | 81513.7387 | 7.241
1929 | AC System | 125 Ton Chiller (comp. 1) | SN UA4lL1374 | Cooling 1 |  | 69 |  |  |  |  | 92.49329758713140 | 0.75 | 0.935 | 0.828 | 55.3476 |  | 0.5 | Occupied | 16.523809523809500 | 0 | 0 | 0 | 0 | 102.4476 | 74.3571 | 256.119 | 179.2833 | 198.2857 | 51.2238 | 0 | 0 | 0 | 0 | 0 | 0 | 5670.2292 | 4115.4889 | 14175.573 | 9922.9011 | 10974.6371 | 2835.1146 | 0 | 0 | 861.7167 | 47693.9439 | 4.2367
1930 | AC System | 125 Ton Chiller (comp. 2) |  | Cooling 1 |  | 69 |  |  |  |  | 92.49329758713140 | 0.75 | 0.935 | 0.828 | 55.3476 |  | 0.5 | Occupied | 16.523809523809500 | 0 | 0 | 0 | 0 | 102.4476 | 74.3571 | 256.119 | 179.2833 | 198.2857 | 51.2238 | 0 | 0 | 0 | 0 | 0 | 0 | 5670.2292 | 4115.4889 | 14175.573 | 9922.9011 | 10974.6371 | 2835.1146 | 0 | 0 | 861.7167 | 47693.9439 | 4.2367
1931 | AC System | Cooling coils fans |  | Cooling 1 |  | 4 |  |  |  |  | 5.361930294906170 | 0.75 | 0.87 | 0.758 | 3.4483 |  | 0.5 | Occupied | 16.523809523809500 | 0 | 0 | 0 | 0 | 102.4476 | 74.3571 | 256.119 | 179.2833 | 198.2857 | 51.2238 | 0 | 0 | 0 | 0 | 0 | 0 | 353.2677 | 256.4039 | 883.1691 | 618.2184 | 683.7438 | 176.6338 | 0 | 0 | 861.7167 | 2971.4368 | 0.26396
1932 | AC System | 175 Ton Chiller (comp. 1) | SN UA4L2756 | Cooling 1 |  | 119 |  |  |  |  | 159.51742627345800 | 0.75 | 0.9435 | 0.82175 | 94.5946 |  | 0.5 | Occupied | 16.523809523809500 | 0 | 0 | 0 | 0 | 102.4476 | 74.3571 | 256.119 | 179.2833 | 198.2857 | 51.2238 | 0 | 0 | 0 | 0 | 0 | 0 | 9690.991 | 7033.7838 | 24227.4775 | 16959.2342 | 18756.7568 | 4845.4955 | 0 | 0 | 861.7167 | 81513.7387 | 7.1756
1933 | AC System | 175 Ton Chiller (comp. 2) |  | Cooling 1 |  | 119 |  |  |  |  | 159.51742627345800 | 0.75 | 0.9435 | 0.82175 | 94.5946 |  | 0.5 | Occupied | 16.523809523809500 | 0 | 0 | 0 | 0 | 102.4476 | 74.3571 | 256.119 | 179.2833 | 198.2857 | 51.2238 | 0 | 0 | 0 | 0 | 0 | 0 | 9690.991 | 7033.7838 | 24227.4775 | 16959.2342 | 18756.7568 | 4845.4955 | 0 | 0 | 861.7167 | 81513.7387 | 7.1756
1934 | AC System | 125 Ton Chiller (comp. 1) | SN UA4lL1374 | Cooling 1 |  | 69 |  |  |  |  | 92.49329758713140 | 0.75 | 0.935 | 0.828 | 55.3476 |  | 0.5 | Occupied | 16.523809523809500 | 0 | 0 | 0 | 0 | 102.4476 | 74.3571 | 256.119 | 179.2833 | 198.2857 | 51.2238 | 0 | 0 | 0 | 0 | 0 | 0 | 5670.2292 | 4115.4889 | 14175.573 | 9922.9011 | 10974.6371 | 2835.1146 | 0 | 0 | 861.7167 | 47693.9439 | 4.1985
1935 | AC System | 125 Ton Chiller (comp. 2) |  | Cooling 1 |  | 69 |  |  |  |  | 92.49329758713140 | 0.75 | 0.935 | 0.828 | 55.3476 |  | 0.5 | Occupied | 16.523809523809500 | 0 | 0 | 0 | 0 | 102.4476 | 74.3571 | 256.119 | 179.2833 | 198.2857 | 51.2238 | 0 | 0 | 0 | 0 | 0 | 0 | 5670.2292 | 4115.4889 | 14175.573 | 9922.9011 | 10974.6371 | 2835.1146 | 0 | 0 | 861.7167 | 47693.9439 | 4.1985
1936 | AC System | Cooling coils fans |  | Cooling 1 |  | 4 |  |  |  |  | 5.361930294906170 | 0.75 | 0.87 | 0.758 | 3.4483 |  | 0.5 | Occupied | 16.523809523809500 | 0 | 0 | 0 | 0 | 102.4476 | 74.3571 | 256.119 | 179.2833 | 198.2857 | 51.2238 | 0 | 0 | 0 | 0 | 0 | 0 | 353.2677 | 256.4039 | 883.1691 | 618.2184 | 683.7438 | 176.6338 | 0 | 0 | 861.7167 | 2971.4368 | 0.26157
1937 | Ventilation | Return Fan | FF-1-6 | Uniform |  |  | 3 |  | 208.0 | 1.2 | 0.5795172675190240 | 0.75 | 0.75 | 0.7 | 0.30262 |  | 0.5 | Occupied | 13.428571428571400 | 208.1429 | 188 | 208.1429 | 201.4286 | 208.1429 | 201.4286 | 208.1429 | 208.1429 | 201.4286 | 208.1429 | 201.4286 | 208.1429 | 62.989 | 56.8933 | 62.989 | 60.9571 | 62.989 | 60.9571 | 62.989 | 62.989 | 60.9571 | 62.989 | 60.9571 | 62.989 | 2450.7143 | 741.6448 | 0.7024
1938 | Ventilation | Exhaust Fan | EF-2 | Uniform |  | 0.048 |  |  |  |  | 0.064343163538874 | 0.75 | 0.75 | 0.7 | 0.048 |  | 1 | 8h 5d | 5.714285714285710 | 177.1429 | 160 | 177.1429 | 171.4286 | 177.1429 | 171.4286 | 177.1429 | 177.1429 | 171.4286 | 177.1429 | 171.4286 | 177.1429 | 8.5029 | 7.68 | 8.5029 | 8.2286 | 8.5029 | 8.2286 | 8.5029 | 8.5029 | 8.2286 | 8.5029 | 8.2286 | 8.5029 | 2085.7143 | 100.1143 | 0.011877
1939 | Ventilation | Exhaust Fan | EF-30 | Uniform |  | 0.048 |  |  |  |  | 0.064343163538874 | 0.75 | 0.75 | 0.7 | 0.048 |  | 1 | 8h 5d | 5.714285714285710 | 177.1429 | 160 | 177.1429 | 171.4286 | 177.1429 | 171.4286 | 177.1429 | 177.1429 | 171.4286 | 177.1429 | 171.4286 | 177.1429 | 8.5029 | 7.68 | 8.5029 | 8.2286 | 8.5029 | 8.2286 | 8.5029 | 8.5029 | 8.2286 | 8.5029 | 8.2286 | 8.5029 | 2085.7143 | 100.1143 | 0.011877
1940 | Ventilation | Supply Fan | SF-1 | Uniform | 0.13 | [5 empty] | 0.13 | 0.75 | 0.75 | 0.7 | 0.09698 |  | 1 | SF-1 | 5.714285714285710 | 177.1429 | 160 | 177.1429 | 171.4286 | 177.1429 | 171.4286 | 177.1429 | 177.1429 | 171.4286 | 177.1429 | 171.4286 | 177.1429 | 17.1793 | 15.5168 | 17.1793 | 16.6251 | 17.1793 | 16.6251 | 17.1793 | 17.1793 | 16.6251 | 17.1793 | 16.6251 | 17.1793 | 2085.7143 | 202.2726 | 0.023996
1941 | AC system | Typical RTUs |  | Cooling 1 |  |  | 3 | 350 | 575.0 |  | 467.2590147764570 | 0.75 | 0.94963 | 0.835 | 218.2952 |  | 0.2 | All Day | 24.0 | 0 | 0 | 0 | 0 | 29.76 | 100.8 | 148.8 | 74.4 | 14.4 | 0 | 0 | 0 | 0 | 0 | 0 | 0 | 6496.4662 | 22004.1597 | 32482.3309 | 16241.1655 | 3143.4514 | 0 | 0 | 0 | 368.16 | 80367.5736 | 8.4925
1942 | AC system | Older RTUs |  | Cooling 1 |  |  | 3 | 360 | 575.0 |  | 480.6092723414980 | 0.75 | 0.94963 | 0.835 | 224.5322 |  | 0.2 | All Day | 24.0 | 0 | 0 | 0 | 0 | 29.76 | 100.8 | 148.8 | 74.4 | 14.4 | 0 | 0 | 0 | 0 | 0 | 0 | 0 | 6682.0795 | 22632.8499 | 33410.3975 | 16705.1988 | 3233.2643 | 0 | 0 | 0 | 368.16 | 82663.79 | 8.7352
1943 | AC system | Condensing RTUs |  | Cooling 1 |  |  | 3 | 336 | 208.0 |  | 162.26483490532700 | 0.75 | 0.9435 | 0.82175 | 74.6044 |  | 0.2 | All Day | 24.0 | 0 | 0 | 0 | 0 | 29.76 | 100.8 | 148.8 | 74.4 | 14.4 | 0 | 0 | 0 | 0 | 0 | 0 | 0 | 2220.2258 | 7520.1196 | 11101.1289 | 5550.5645 | 1074.3028 | 0 | 0 | 0 | 368.16 | 27466.3416 | 2.9024
1944 | Electric heating | Electric heater | RTU-203 | Heating 1 |  |  | 1 | 20.8 | 240.0 |  | 6.6916890080429000 | 1 | 0.75 | 1 | 4.992 |  | 0.4 | Office | 12.0 | 148.8 | 134.4 | 111.6 | 72 | 59.52 | 28.8 | 3.72 | 3.72 | 3.6 | 29.76 | 57.6 | 148.8 | 742.8096 | 670.9248 | 557.1072 | 359.424 | 297.1238 | 143.7696 | 18.5702 | 18.5702 | 17.9712 | 148.5619 | 287.5392 | 742.8096 | 802.32 | 4005.1814 | 1.88
1945 | Electric heating | Forced Flow | FF-101 | Heating 1 |  | 1.5 |  |  |  |  | 2.0107238605898100 | 0.75 | 0.845 | 0.702 | 1.5 |  | 0.4 | All Day | 24.0 | 297.6 | 268.8 | 223.2 | 144 | 119.04 | 57.6 | 7.44 | 7.44 | 7.2 | 59.52 | 115.2 | 297.6 | 446.4 | 403.2 | 334.8 | 216 | 178.56 | 86.4 | 11.16 | 11.16 | 10.8 | 89.28 | 172.8 | 446.4 | 1604.64 | 2406.96 | 0.84526
1946 | Ventilation | Supply Fan | F-3 | Ventilation | 200.0 | [5 empty] | 200.0 | 0.75 | 0.94588 | 0.835 | 118.3032 |  | 1 | All Day | 24.0 | 744 | 672 | 595.2 | 576 | 528.24 | 511.2 | 528.24 | 528.24 | 511.2 | 528.24 | 720 | 744 | 88017.5499 | 79499.7225 | 70414.0399 | 68142.6193 | 62492.4604 | 60476.5746 | 62492.4604 | 62492.4604 | 60476.5746 | 62492.4604 | 85178.2741 | 88017.5499 | 7186.56 | 850192.7464 | 27.8557
1947 | Ventilation | Supply Fan | F-4 | Ventilation | 200.0 | [5 empty] | 200.0 | 0.75 | 0.94588 | 0.835 | 118.3032 |  | 1 | All Day | 24.0 | 744 | 672 | 595.2 | 576 | 528.24 | 511.2 | 528.24 | 528.24 | 511.2 | 528.24 | 720 | 744 | 88017.5499 | 79499.7225 | 70414.0399 | 68142.6193 | 62492.4604 | 60476.5746 | 62492.4604 | 62492.4604 | 60476.5746 | 62492.4604 | 85178.2741 | 88017.5499 | 7186.56 | 850192.7464 | 27.8557
1948 | AC system | RTU DX Comp. | RTU2 | Cooling 1 |  |  | 3 | 10.6 | 208.0 |  | 5.119069196 | 0.75 | 0.87 | 0.758 | 2.171 |  | 0.1 | All Day | 24.0 | 0 | 0 | 0 | 0 | 37.2 | 50.4 | 52.08 | 74.4 | 36 | 0 | 0 | 0 | 0 | 0 | 0 | 0 | 80.7613 | 109.4185 | 113.0658 | 161.5226 | 78.1561 | 0 | 0 | 0 | 250.08 | 542.9243 | 0.35918
1949 | AC system | RTU DX Comp. | RTU3 | Cooling 1 |  |  | 3 | 10.6 | 208.0 |  | 5.119069196 | 0.75 | 0.87 | 0.758 | 2.171 |  | 0.1 | All Day | 24.0 | 0 | 0 | 0 | 0 | 37.2 | 50.4 | 52.08 | 74.4 | 36 | 0 | 0 | 0 | 0 | 0 | 0 | 0 | 80.7613 | 109.4185 | 113.0658 | 161.5226 | 78.1561 | 0 | 0 | 0 | 250.08 | 542.9243 | 0.35918
1950 | AC system | RTU DX Comp. | RTU4 | Cooling 1 |  |  | 3 | 10.6 | 208.0 |  | 5.119069196 | 0.75 | 0.87 | 0.758 | 2.171 |  | 0.1 | All Day | 24.0 | 0 | 0 | 0 | 0 | 37.2 | 50.4 | 52.08 | 74.4 | 36 | 0 | 0 | 0 | 0 | 0 | 0 | 0 | 80.7613 | 109.4185 | 113.0658 | 161.5226 | 78.1561 | 0 | 0 | 0 | 250.08 | 542.9243 | 0.35918
1951 | AC system | RTU DX Comp. | RTU5 | Cooling 1 |  |  | 3 | 16.7 | 208.0 |  | 8.06494864 | 0.75 | 0.8825 | 0.7645 | 3.4497 |  | 0.1 | All Day | 24.0 | 0 | 0 | 0 | 0 | 37.2 | 50.4 | 52.08 | 74.4 | 36 | 0 | 0 | 0 | 0 | 0 | 0 | 0 | 128.3282 | 173.864 | 179.6595 | 256.6564 | 124.1886 | 0 | 0 | 0 | 250.08 | 862.6967 | 0.57073
1952 | AC system | RTU DX Comp. | RTU6 | Cooling 1 |  |  | 3 | 12.2 | 208.0 |  | 5.891758886 | 0.75 | 0.87 | 0.758 | 2.4987 |  | 0.1 | All Day | 24.0 | 0 | 0 | 0 | 0 | 37.2 | 50.4 | 52.08 | 74.4 | 36 | 0 | 0 | 0 | 0 | 0 | 0 | 0 | 92.9517 | 125.9345 | 130.1323 | 185.9033 | 89.9532 | 0 | 0 | 0 | 250.08 | 624.8751 | 0.41339
1953 | AC system | RTU DX Comp. | RTU7 | Cooling 1 |  |  | 3 | 10.1 | 208.0 |  | 4.877603668 | 0.75 | 0.86 | 0.71525 | 1.9519 |  | 0.1 | All Day | 24.0 | 0 | 0 | 0 | 0 | 37.2 | 50.4 | 52.08 | 74.4 | 36 | 0 | 0 | 0 | 0 | 0 | 0 | 0 | 72.6118 | 98.3773 | 101.6566 | 145.2237 | 70.2695 | 0 | 0 | 0 | 250.08 | 488.1389 | 0.32293
1954 | AC system | RTU DX Evap Fan | RTU2 | Cooling 1 |  | 0.32 |  |  |  |  | 0.4289544236 | 0.75 | 0.75 | 0.7 | 0.32 |  | 0.1 | All Day | 24.0 | 0 | 0 | 0 | 0 | 37.2 | 50.4 | 52.08 | 74.4 | 36 | 0 | 0 | 0 | 0 | 0 | 0 | 0 | 11.904 | 16.128 | 16.6656 | 23.808 | 11.52 | 0 | 0 | 0 | 250.08 | 80.0256 | 0.052942
1955 | AC system | RTU DX Evap Fan | RTU3 | Cooling 1 |  | 0.32 |  |  |  |  | 0.4289544236 | 0.75 | 0.75 | 0.7 | 0.32 |  | 0.1 | All Day | 24.0 | 0 | 0 | 0 | 0 | 37.2 | 50.4 | 52.08 | 74.4 | 36 | 0 | 0 | 0 | 0 | 0 | 0 | 0 | 11.904 | 16.128 | 16.6656 | 23.808 | 11.52 | 0 | 0 | 0 | 250.08 | 80.0256 | 0.052942
1956 | AC system | RTU DX Evap Fan | RTU4 | Cooling 1 |  | 0.32 |  |  |  |  | 0.4289544236 | 0.75 | 0.75 | 0.7 | 0.32 |  | 0.1 | All Day | 24.0 | 0 | 0 | 0 | 0 | 37.2 | 50.4 | 52.08 | 74.4 | 36 | 0 | 0 | 0 | 0 | 0 | 0 | 0 | 11.904 | 16.128 | 16.6656 | 23.808 | 11.52 | 0 | 0 | 0 | 250.08 | 80.0256 | 0.052942
1957 | AC system | RTU DX Evap Fan | RTU5 | Cooling 1 |  | 0.36 |  |  |  |  | 0.4825737265 | 0.75 | 0.75 | 0.7 | 0.36 |  | 0.1 | All Day | 24.0 | 0 | 0 | 0 | 0 | 37.2 | 50.4 | 52.08 | 74.4 | 36 | 0 | 0 | 0 | 0 | 0 | 0 | 0 | 13.392 | 18.144 | 18.7488 | 26.784 | 12.96 | 0 | 0 | 0 | 250.08 | 90.0288 | 0.05956
1958 | AC system | RTU DX Evap Fan | RTU6 | Cooling 1 |  | 0.36 |  |  |  |  | 0.4825737265 | 0.75 | 0.75 | 0.7 | 0.36 |  | 0.1 | All Day | 24.0 | 0 | 0 | 0 | 0 | 37.2 | 50.4 | 52.08 | 74.4 | 36 | 0 | 0 | 0 | 0 | 0 | 0 | 0 | 13.392 | 18.144 | 18.7488 | 26.784 | 12.96 | 0 | 0 | 0 | 250.08 | 90.0288 | 0.05956
1959 | AC system | RTU DX Evap Fan | RTU7 | Cooling 1 |  | 0.22 |  |  |  |  | 0.2949061662 | 0.75 | 0.75 | 0.7 | 0.22 |  | 0.1 | All Day | 24.0 | 0 | 0 | 0 | 0 | 37.2 | 50.4 | 52.08 | 74.4 | 36 | 0 | 0 | 0 | 0 | 0 | 0 | 0 | 8.184 | 11.088 | 11.4576 | 16.368 | 7.92 | 0 | 0 | 0 | 250.08 | 55.0176 | 0.036398
1960 | AC system | Compressor |  | Cooling 1 |  |  | 1 | 15 | 120.0 |  | 2.412868632707780 | 0.75 | 0.75 | 0.745 | 1.0057 |  | 0.05 |  | 24.0 | 18.6 | 26.88 | 29.76 | 28.8 | 29.76 | 36 | 37.2 | 37.2 | 28.8 | 29.76 | 28.8 | 18.6 | 18.7069 | 27.0346 | 29.9311 | 28.9656 | 29.9311 | 36.207 | 37.4139 | 37.4139 | 28.9656 | 29.9311 | 28.9656 | 18.7069 | 350.16 | 352.1734 | 0.053901
1961 | AC system | Condenser Fan |  | Cooling 1 |  | 0.15 |  |  |  |  | 0.20107238605898100 | 0.75 | 0.75 | 0.7 | 0.15 |  | 0.05 |  | 24.0 | 18.6 | 26.88 | 29.76 | 28.8 | 29.76 | 36 | 37.2 | 37.2 | 28.8 | 29.76 | 28.8 | 18.6 | 2.79 | 4.032 | 4.464 | 4.32 | 4.464 | 5.4 | 5.58 | 5.58 | 4.32 | 4.464 | 4.32 | 2.79 | 350.16 | 52.524 | 0.0080389
1962 | AC system | Compressor |  | Cooling 1 |  |  | 1 | 15 | 120.0 |  | 2.412868632707780 | 0.75 | 0.75 | 0.745 | 1.0057 |  | 0.05 |  | 24.0 | 18.6 | 26.88 | 29.76 | 28.8 | 29.76 | 36 | 37.2 | 37.2 | 28.8 | 29.76 | 28.8 | 18.6 | 18.7069 | 27.0346 | 29.9311 | 28.9656 | 29.9311 | 36.207 | 37.4139 | 37.4139 | 28.9656 | 29.9311 | 28.9656 | 18.7069 | 350.16 | 352.1734 | 0.053901
1963 | AC system | Condenser Fan |  | Cooling 1 |  | 0.15 |  |  |  |  | 0.20107238605898100 | 0.75 | 0.75 | 0.7 | 0.15 |  | 0.05 |  | 24.0 | 18.6 | 26.88 | 29.76 | 28.8 | 29.76 | 36 | 37.2 | 37.2 | 28.8 | 29.76 | 28.8 | 18.6 | 2.79 | 4.032 | 4.464 | 4.32 | 4.464 | 5.4 | 5.58 | 5.58 | 4.32 | 4.464 | 4.32 | 2.79 | 350.16 | 52.524 | 0.0080389
1964 | AC system | Compressor |  | Cooling 1 |  |  | 1 | 15 | 120.0 |  | 2.412868632707780 | 0.75 | 0.75 | 0.745 | 1.0057 |  | 0.1 |  | 24.0 | 37.2 | 53.76 | 59.52 | 57.6 | 59.52 | 72 | 74.4 | 74.4 | 57.6 | 59.52 | 57.6 | 37.2 | 37.4139 | 54.0691 | 59.8622 | 57.9312 | 59.8622 | 72.414 | 74.8278 | 74.8278 | 57.9312 | 59.8622 | 57.9312 | 37.4139 | 700.32 | 704.3468 | 0.1078
1965 | AC system | Condenser Fan |  | Cooling 1 |  | 0.15 |  |  |  |  | 0.20107238605898100 | 0.75 | 0.75 | 0.7 | 0.15 |  | 0.1 |  | 24.0 | 37.2 | 53.76 | 59.52 | 57.6 | 59.52 | 72 | 74.4 | 74.4 | 57.6 | 59.52 | 57.6 | 37.2 | 5.58 | 8.064 | 8.928 | 8.64 | 8.928 | 10.8 | 11.16 | 11.16 | 8.64 | 8.928 | 8.64 | 5.58 | 700.32 | 105.048 | 0.016078
1966 | AC system | Compressor | A/C1Cun113 | Cooling 1 |  |  | 1 | 13.3 | 120.0 |  | 2.1394101876675600 | 0.75 | 0.75 | 0.745 | 0.89177 |  | 0.1 |  | 24.0 | 37.2 | 53.76 | 59.52 | 57.6 | 59.52 | 72 | 74.4 | 74.4 | 57.6 | 59.52 | 57.6 | 37.2 | 33.1737 | 47.9413 | 53.0779 | 51.3657 | 53.0779 | 64.2071 | 66.3473 | 66.3473 | 51.3657 | 53.0779 | 51.3657 | 33.1737 | 700.32 | 624.5209 | 0.095585
1967 | AC system | Compressor | A/C1Cun160E | Cooling 1 |  |  | 1 | 10.8 | 120.0 |  | 1.737265415549600 | 0.75 | 0.75 | 0.79 | 0.76788 |  | 0.1 |  | 24.0 | 37.2 | 53.76 | 59.52 | 57.6 | 59.52 | 72 | 74.4 | 74.4 | 57.6 | 59.52 | 57.6 | 37.2 | 28.5651 | 41.2812 | 45.7042 | 44.2299 | 45.7042 | 55.2874 | 57.1303 | 57.1303 | 44.2299 | 45.7042 | 44.2299 | 28.5651 | 700.32 | 537.7617 | 0.082306
1968 | AC system | Condensor Fan | A/C1Cun160E | Cooling 1 |  | 0.13 | 1 | 1.3 | 120.0 |  | 0.1742627345844500 | 0.75 | 0.75 | 0.67 | 0.13 |  | 0.1 |  | 24.0 | 37.2 | 53.76 | 59.52 | 57.6 | 59.52 | 72 | 74.4 | 74.4 | 57.6 | 59.52 | 57.6 | 37.2 | 4.836 | 6.9888 | 7.7376 | 7.488 | 7.7376 | 9.36 | 9.672 | 9.672 | 7.488 | 7.7376 | 7.488 | 4.836 | 700.32 | 91.0416 | 0.013934
1969 | AC system | Compressor | CU-167a | Cooling 1 |  |  | 1 | 8.9 | 120.0 |  | 1.4316353887399500 | 0.75 | 0.75 | 0.765 | 0.61277 |  | 0.1 |  | 24.0 | 37.2 | 53.76 | 59.52 | 57.6 | 59.52 | 72 | 74.4 | 74.4 | 57.6 | 59.52 | 57.6 | 37.2 | 22.7949 | 32.9422 | 36.4718 | 35.2953 | 36.4718 | 44.1191 | 45.5897 | 45.5897 | 35.2953 | 36.4718 | 35.2953 | 22.7949 | 700.32 | 429.1316 | 0.06568
1970 | AC system | Condensing Fan | CU-167a | Cooling 1 |  | 0.065 | 1 | 0.65 | 120.0 |  | 0.0871313672922252 | 0.75 | 0.75 | 0.67 | 0.065 |  | 0.1 |  | 24.0 | 37.2 | 53.76 | 59.52 | 57.6 | 59.52 | 72 | 74.4 | 74.4 | 57.6 | 59.52 | 57.6 | 37.2 | 2.418 | 3.4944 | 3.8688 | 3.744 | 3.8688 | 4.68 | 4.836 | 4.836 | 3.744 | 3.8688 | 3.744 | 2.418 | 700.32 | 45.5208 | 0.0069671
1971 | AC system | Compressor | CU-255 | Cooling 1 |  |  | 1 | 20 | 120.0 |  | 3.2171581769437000 | 0.75 | 0.75 | 0.845 | 1.521 |  | 0.1 |  | 24.0 | 37.2 | 53.76 | 59.52 | 57.6 | 59.52 | 72 | 74.4 | 74.4 | 57.6 | 59.52 | 57.6 | 37.2 | 56.5812 | 81.769 | 90.5299 | 87.6096 | 90.5299 | 109.512 | 113.1624 | 113.1624 | 87.6096 | 90.5299 | 87.6096 | 56.5812 | 700.32 | 1065.1867 | 0.16303
1972 | AC system | Condenser Fan |  | Cooling 1 |  | 0.15 |  |  | 120.0 |  | 0.20107238605898100 | 0.75 | 0.75 | 0.7 | 0.15 |  | 0.1 |  | 24.0 | 37.2 | 53.76 | 59.52 | 57.6 | 59.52 | 72 | 74.4 | 74.4 | 57.6 | 59.52 | 57.6 | 37.2 | 5.58 | 8.064 | 8.928 | 8.64 | 8.928 | 10.8 | 11.16 | 11.16 | 8.64 | 8.928 | 8.64 | 5.58 | 700.32 | 105.048 | 0.016078
1973 | AC system | Compressor | AC2-255B | Cooling 1 |  |  | 1 | 20 | 120.0 |  | 3.2171581769437000 | 0.75 | 0.75 | 0.845 | 1.521 |  | 0.1 |  | 24.0 | 37.2 | 53.76 | 59.52 | 57.6 | 59.52 | 72 | 74.4 | 74.4 | 57.6 | 59.52 | 57.6 | 37.2 | 56.5812 | 81.769 | 90.5299 | 87.6096 | 90.5299 | 109.512 | 113.1624 | 113.1624 | 87.6096 | 90.5299 | 87.6096 | 56.5812 | 700.32 | 1065.1867 | 0.16303
1974 | AC system | Condenser Fan |  | Cooling 1 |  | 0.15 |  |  | 120.0 |  | 0.20107238605898100 | 0.75 | 0.75 | 0.7 | 0.15 |  | 0.1 |  | 24.0 | 37.2 | 53.76 | 59.52 | 57.6 | 59.52 | 72 | 74.4 | 74.4 | 57.6 | 59.52 | 57.6 | 37.2 | 5.58 | 8.064 | 8.928 | 8.64 | 8.928 | 10.8 | 11.16 | 11.16 | 8.64 | 8.928 | 8.64 | 5.58 | 700.32 | 105.048 | 0.016078
1975 | AC system | Compressor | AC3- 255B | Cooling 1 |  |  | 1 | 20 | 120.0 |  | 3.2171581769437000 | 0.75 | 0.75 | 0.845 | 1.521 |  | 0.1 |  | 24.0 | 37.2 | 53.76 | 59.52 | 57.6 | 59.52 | 72 | 74.4 | 74.4 | 57.6 | 59.52 | 57.6 | 37.2 | 56.5812 | 81.769 | 90.5299 | 87.6096 | 90.5299 | 109.512 | 113.1624 | 113.1624 | 87.6096 | 90.5299 | 87.6096 | 56.5812 | 700.32 | 1065.1867 | 0.16303
1976 | AC system | Compressor #1 | - | Cooling 1 |  |  | 3 | 166 | 208.0 |  | 80.16655534 | 0.75 | 0.935 | 0.828 | 37.1384 |  | 0.4 | All Day | 24.0 | 0 | 0 | 0 | 0 | 178.56 | 172.8 | 208.32 | 297.6 | 172.8 | 178.56 | 0 | 0 | 0 | 0 | 0 | 0 | 6631.4397 | 6417.5223 | 7736.6797 | 11052.3996 | 6417.5223 | 6631.4397 | 0 | 0 | 1208.64 | 44887.0034 | 10.721
1977 | Ventilation | Exhaust Fan | EF-4 | Uniform | 0.167 | [5 empty] | 0.167 | 0.75 | 0.75 | 0.7 | 0.12458 |  | 1 | Occupied | 16.523809523809500 | 512.2381 | 462.6667 | 512.2381 | 495.7143 | 512.2381 | 495.7143 | 512.2381 | 512.2381 | 495.7143 | 512.2381 | 495.7143 | 512.2381 | 63.8156 | 57.6399 | 63.8156 | 61.7571 | 63.8156 | 61.7571 | 63.8156 | 63.8156 | 61.7571 | 63.8156 | 61.7571 | 63.8156 | 6031.1905 | 751.3778 | 0.066746
1978 | Ventilation | Exhaust Fan | EF-5 | Uniform | 0.167 | [5 empty] | 0.167 | 0.75 | 0.75 | 0.7 | 0.12458 |  | 1 | Occupied | 16.523809523809500 | 512.2381 | 462.6667 | 512.2381 | 495.7143 | 512.2381 | 495.7143 | 512.2381 | 512.2381 | 495.7143 | 512.2381 | 495.7143 | 512.2381 | 63.8156 | 57.6399 | 63.8156 | 61.7571 | 63.8156 | 61.7571 | 63.8156 | 63.8156 | 61.7571 | 63.8156 | 61.7571 | 63.8156 | 6031.1905 | 751.3778 | 0.066746
1979 | Ventilation | Exhaust Fan | EF-4 | Uniform | 0.167 | [5 empty] | 0.167 | 0.75 | 0.75 | 0.7 | 0.12458 |  | 1 | Occupied | 16.523809523809500 | 512.2381 | 462.6667 | 512.2381 | 495.7143 | 512.2381 | 495.7143 | 512.2381 | 512.2381 | 495.7143 | 512.2381 | 495.7143 | 512.2381 | 63.8156 | 57.6399 | 63.8156 | 61.7571 | 63.8156 | 61.7571 | 63.8156 | 63.8156 | 61.7571 | 63.8156 | 61.7571 | 63.8156 | 6031.1905 | 751.3778 | 0.066143
1980 | Ventilation | Exhaust Fan | EF-5 | Uniform | 0.167 | [5 empty] | 0.167 | 0.75 | 0.75 | 0.7 | 0.12458 |  | 1 | Occupied | 16.523809523809500 | 512.2381 | 462.6667 | 512.2381 | 495.7143 | 512.2381 | 495.7143 | 512.2381 | 512.2381 | 495.7143 | 512.2381 | 495.7143 | 512.2381 | 63.8156 | 57.6399 | 63.8156 | 61.7571 | 63.8156 | 61.7571 | 63.8156 | 63.8156 | 61.7571 | 63.8156 | 61.7571 | 63.8156 | 6031.1905 | 751.3778 | 0.066143
1981 | Ventilation | Supply Fan | AHU-1 | University |  |  | 3 |  | 480.0 | 29 | 32.319232227022500 | 0.75 | 0.91612 | 0.809 | 19.5051 |  | 1 | AHU-1 | 15.857142857142900 | 442.4143 | 444 | 491.5714 | 475.7143 | 442.4143 | 428.1429 | 393.2571 | 393.2571 | 475.7143 | 491.5714 | 475.7143 | 491.5714 | 8629.3389 | 8660.2684 | 9588.1544 | 9278.8591 | 8629.3389 | 8350.9731 | 7670.5235 | 7670.5235 | 9278.8591 | 9588.1544 | 9278.8591 | 9588.1544 | 5445.3429 | 106212.0066 | 11.7778
1982 | Ventilation | Return Fan | AHU-1 | University |  |  | 3 |  | 480.0 | 5 | 5.572281418452150 | 0.75 | 0.87 | 0.758 | 3.1509 |  | 1 | AHU-1 | 15.857142857142900 | 442.4143 | 444 | 491.5714 | 475.7143 | 442.4143 | 428.1429 | 393.2571 | 393.2571 | 475.7143 | 491.5714 | 475.7143 | 491.5714 | 1394.0239 | 1399.0204 | 1548.9154 | 1498.9504 | 1394.0239 | 1349.0554 | 1239.1323 | 1239.1323 | 1498.9504 | 1548.9154 | 1498.9504 | 1548.9154 | 5445.3429 | 17157.9858 | 1.9026
1983 | Ventilation | Supply Fan | New AHU -1 | University |  |  | 3 |  | 480.0 | 29 | 32.319232227022500 | 0.75 | 0.91612 | 0.809 | 19.5051 | 0.85 | 1 | New AHU | 15.857142857142900 | 442.4143 | 444 | 491.5714 | 475.7143 | 442.4143 | 428.1429 | 393.2571 | 393.2571 | 475.7143 | 491.5714 | 475.7143 | 491.5714 | 6234.6974 | 6257.044 | 6927.4415 | 6703.9757 | 6234.6974 | 6033.5781 | 5541.9532 | 5541.9532 | 6703.9757 | 6927.4415 | 6703.9757 | 6927.4415 | 5445.3429 | 76738.1748 | 8.5095
1984 | Ventilation | Supply Fan | AHU-1 | University |  |  | 3 |  | 480.0 | 21 | 23.40358195749900 | 0.75 | 0.90412 | 0.79925 | 13.9542 |  | 1 | AHU-1 | 15.857142857142900 | 442.4143 | 444 | 491.5714 | 475.7143 | 442.4143 | 428.1429 | 393.2571 | 393.2571 | 475.7143 | 491.5714 | 475.7143 | 491.5714 | 6173.5212 | 6195.6486 | 6859.468 | 6638.1949 | 6173.5212 | 5974.3754 | 5487.5744 | 5487.5744 | 6638.1949 | 6859.468 | 6638.1949 | 6859.468 | 5445.3429 | 75985.204 | 8.222
1985 | Ventilation | Return Fan | AHU-1 | University |  |  | 3 |  | 480.0 | 6 | 6.686737702142580 | 0.75 | 0.87 | 0.758 | 3.7811 |  | 1 | AHU-1 | 15.857142857142900 | 442.4143 | 444 | 491.5714 | 475.7143 | 442.4143 | 428.1429 | 393.2571 | 393.2571 | 475.7143 | 491.5714 | 475.7143 | 491.5714 | 1672.8287 | 1678.8245 | 1858.6985 | 1798.7405 | 1672.8287 | 1618.8665 | 1486.9588 | 1486.9588 | 1798.7405 | 1858.6985 | 1798.7405 | 1858.6985 | 5445.3429 | 20589.583 | 2.2279
1986 | Ventilation | Supply Fan | New AHU -1 | University |  |  | 3 |  | 480.0 | 29 | 32.319232227022500 | 0.75 | 0.91612 | 0.809 | 19.5051 | 0.85 | 1 | New AHU | 15.857142857142900 | 442.4143 | 444 | 491.5714 | 475.7143 | 442.4143 | 428.1429 | 393.2571 | 393.2571 | 475.7143 | 491.5714 | 475.7143 | 491.5714 | 6234.6974 | 6257.044 | 6927.4415 | 6703.9757 | 6234.6974 | 6033.5781 | 5541.9532 | 5541.9532 | 6703.9757 | 6927.4415 | 6703.9757 | 6927.4415 | 5445.3429 | 76738.1748 | 8.3035
1987 | Heat pump | Compressor | RTU 1 / A-47 | Heat Pump |  |  | 3 | 15.7 | 208.0 |  | 7.582017583373900 | 0.75 | 0.8825 | 0.7645 | 3.2431 |  | 0.2 | Occupied | 9.428571428571430 | 58.4571 | 47.52 | 35.0743 | 22.6286 | 0 | 28.2857 | 46.7657 | 58.4571 | 16.9714 | 35.0743 | 50.9143 | 58.4571 | 189.5832 | 154.1128 | 113.7499 | 73.3871 | 0 | 91.7338 | 151.6666 | 189.5832 | 55.0403 | 113.7499 | 165.1209 | 189.5832 | 458.6057 | 1487.3111 | 3.9263
1988 | Heat pump | Compressor | RTU 1 / A-47 | Heat Pump |  |  | 3 | 13.9 | 208.0 |  | 6.712741682095360 | 0.75 | 0.87 | 0.758 | 2.8469 |  | 0.2 | Occupied | 9.428571428571430 | 58.4571 | 47.52 | 35.0743 | 22.6286 | 0 | 28.2857 | 46.7657 | 58.4571 | 16.9714 | 35.0743 | 50.9143 | 58.4571 | 166.4205 | 135.2838 | 99.8523 | 64.4208 | 0 | 80.526 | 133.1364 | 166.4205 | 48.3156 | 99.8523 | 144.9469 | 166.4205 | 458.6057 | 1305.5956 | 3.4466
1989 | Heat pump | Fan | RTU 1 / A-47 | Heat Pump |  |  | 3 | 3 | 208.0 |  | 1.4487931687975600 | 0.75 | 0.75 | 0.65475 | 0.53074 |  | 0.2 | Occupied | 9.428571428571430 | 58.4571 | 47.52 | 35.0743 | 22.6286 | 0 | 28.2857 | 46.7657 | 58.4571 | 16.9714 | 35.0743 | 50.9143 | 58.4571 | 31.0256 | 25.2208 | 18.6153 | 12.0099 | 0 | 15.0124 | 24.8204 | 31.0256 | 9.0074 | 18.6153 | 27.0223 | 31.0256 | 458.6057 | 243.4005 | 0.64254
1990 | Heat pump | Compressor | RTU 3 | Heat Pump |  |  | 3 | 11.2 | 208.0 |  | 5.408827830177560 | 0.75 | 0.87 | 0.758 | 2.2939 |  | 0.2 | Occupied | 9.428571428571430 | 58.4571 | 47.52 | 35.0743 | 22.6286 | 0 | 28.2857 | 46.7657 | 58.4571 | 16.9714 | 35.0743 | 50.9143 | 58.4571 | 134.0942 | 109.0056 | 80.4565 | 51.9074 | 0 | 64.8843 | 107.2754 | 134.0942 | 38.9306 | 80.4565 | 116.7917 | 134.0942 | 458.6057 | 1051.9907 | 2.7771
1991 | Heat pump | Fan | RTU 3 | Heat Pump |  |  | 1 | 1.9 | 208.0 |  | 0.5297587131367290 | 0.75 | 0.75 | 0.67 | 0.19859 |  | 0.2 | Occupied | 9.428571428571430 | 58.4571 | 47.52 | 35.0743 | 22.6286 | 0 | 28.2857 | 46.7657 | 58.4571 | 16.9714 | 35.0743 | 50.9143 | 58.4571 | 11.6089 | 9.4369 | 6.9653 | 4.4938 | 0 | 5.6172 | 9.2871 | 11.6089 | 3.3703 | 6.9653 | 10.111 | 11.6089 | 458.6057 | 91.0736 | 0.24042
1992 | Heat pump | Compressor | RTU 4 | Heat Pump |  |  | 3 | 13.2 | 208.0 |  | 6.374689942709260 | 0.75 | 0.87 | 0.758 | 2.7035 |  | 0.2 | Occupied | 9.428571428571430 | 58.4571 | 47.52 | 35.0743 | 22.6286 | 0 | 28.2857 | 46.7657 | 58.4571 | 16.9714 | 35.0743 | 50.9143 | 58.4571 | 158.0396 | 128.4709 | 94.8238 | 61.1766 | 0 | 76.4708 | 126.4317 | 158.0396 | 45.8825 | 94.8238 | 137.6474 | 158.0396 | 458.6057 | 1239.8462 | 3.273
1993 | Heat pump | Fan | RTU 4 | Heat Pump |  |  | 1 | 0.9 | 208.0 |  | 0.25093833780160900 | 0.75 | 0.75 | 0.67 | 0.094068 |  | 0.2 | Occupied | 9.428571428571430 | 58.4571 | 47.52 | 35.0743 | 22.6286 | 0 | 28.2857 | 46.7657 | 58.4571 | 16.9714 | 35.0743 | 50.9143 | 58.4571 | 5.4989 | 4.4701 | 3.2994 | 2.1286 | 0 | 2.6608 | 4.3992 | 5.4989 | 1.5965 | 3.2994 | 4.7894 | 5.4989 | 458.6057 | 43.1401 | 0.11388
1994 | Heat pump | Compressor | RTU 5 | Heat Pump |  |  | 3 | 11.2 | 208.0 |  | 5.408827830177560 | 0.75 | 0.87 | 0.758 | 2.2939 |  | 0.2 | Occupied | 9.428571428571430 | 58.4571 | 47.52 | 35.0743 | 22.6286 | 0 | 28.2857 | 46.7657 | 58.4571 | 16.9714 | 35.0743 | 50.9143 | 58.4571 | 134.0942 | 109.0056 | 80.4565 | 51.9074 | 0 | 64.8843 | 107.2754 | 134.0942 | 38.9306 | 80.4565 | 116.7917 | 134.0942 | 458.6057 | 1051.9907 | 2.7771
1995 | Heat pump | Fan | RTU 5 | Heat Pump |  |  | 1 | 1.9 | 208.0 |  | 0.5297587131367290 | 0.75 | 0.75 | 0.67 | 0.19859 |  | 0.2 | Occupied | 9.428571428571430 | 58.4571 | 47.52 | 35.0743 | 22.6286 | 0 | 28.2857 | 46.7657 | 58.4571 | 16.9714 | 35.0743 | 50.9143 | 58.4571 | 11.6089 | 9.4369 | 6.9653 | 4.4938 | 0 | 5.6172 | 9.2871 | 11.6089 | 3.3703 | 6.9653 | 10.111 | 11.6089 | 458.6057 | 91.0736 | 0.24042
1996 | Heat pump | Compressor | RTU 6 | Heat Pump |  |  | 1 | 10.4 | 208.0 |  | 2.899731903485260 | 0.75 | 0.75 | 0.745 | 1.2087 |  | 0.2 | Occupied | 9.428571428571430 | 58.4571 | 47.52 | 35.0743 | 22.6286 | 0 | 28.2857 | 46.7657 | 58.4571 | 16.9714 | 35.0743 | 50.9143 | 58.4571 | 70.6564 | 57.4369 | 42.3939 | 27.3509 | 0 | 34.1886 | 56.5252 | 70.6564 | 20.5132 | 42.3939 | 61.5395 | 70.6564 | 458.6057 | 554.3112 | 1.4633
1997 | Heat pump | Fan | RTU 6 | Heat Pump |  |  | 1 | 0.7 | 208.0 |  | 0.19517426273458400 | 0.75 | 0.75 | 0.67 | 0.073164 |  | 0.2 | Occupied | 9.428571428571430 | 58.4571 | 47.52 | 35.0743 | 22.6286 | 0 | 28.2857 | 46.7657 | 58.4571 | 16.9714 | 35.0743 | 50.9143 | 58.4571 | 4.277 | 3.4768 | 2.5662 | 1.6556 | 0 | 2.0695 | 3.4216 | 4.277 | 1.2417 | 2.5662 | 3.7251 | 4.277 | 458.6057 | 33.5534 | 0.088576
1998 | Heat pump | Compressor | RTU 7 / A-39 | Heat Pump |  |  | 3 | 19.2 | 208.0 |  | 9.27227628030438 | 0.75 | 0.8825 | 0.7645 | 3.9661 |  | 0.2 | Occupied | 9.428571428571430 | 58.4571 | 47.52 | 35.0743 | 22.6286 | 0 | 28.2857 | 46.7657 | 58.4571 | 16.9714 | 35.0743 | 50.9143 | 58.4571 | 231.847 | 188.4692 | 139.1082 | 89.7472 | 0 | 112.184 | 185.4776 | 231.847 | 67.3104 | 139.1082 | 201.9313 | 231.847 | 458.6057 | 1818.8773 | 4.8016
1999 | Heat pump | Fan | RTU 7 / A-39 | Heat Pump |  |  | 1 | 1.9 | 208.0 |  | 0.5297587131367290 | 0.75 | 0.75 | 0.67 | 0.19859 |  | 0.2 | Occupied | 9.428571428571430 | 58.4571 | 47.52 | 35.0743 | 22.6286 | 0 | 28.2857 | 46.7657 | 58.4571 | 16.9714 | 35.0743 | 50.9143 | 58.4571 | 11.6089 | 9.4369 | 6.9653 | 4.4938 | 0 | 5.6172 | 9.2871 | 11.6089 | 3.3703 | 6.9653 | 10.111 | 11.6089 | 458.6057 | 91.0736 | 0.24042
2000 | Heat pump | Compressor | A-35 | Heat Pump |  |  | 3 | 10.2 | 208.0 |  | 4.925896773911700 | 0.75 | 0.86 | 0.71525 | 1.9713 |  | 0.2 | Occupied | 9.428571428571430 | 58.4571 | 47.52 | 35.0743 | 22.6286 | 0 | 28.2857 | 46.7657 | 58.4571 | 16.9714 | 35.0743 | 50.9143 | 58.4571 | 115.2341 | 93.6741 | 69.1404 | 44.6067 | 0 | 55.7584 | 92.1872 | 115.2341 | 33.455 | 69.1404 | 100.3651 | 115.2341 | 458.6057 | 904.0298 | 2.3865
2001 | Heat pump | Fan | A-35 | Heat Pump |  |  | 1 | 1.5 | 208.0 |  | 0.41823056300268100 | 0.75 | 0.75 | 0.67 | 0.15678 |  | 0.2 | Occupied | 9.428571428571430 | 58.4571 | 47.52 | 35.0743 | 22.6286 | 0 | 28.2857 | 46.7657 | 58.4571 | 16.9714 | 35.0743 | 50.9143 | 58.4571 | 9.1649 | 7.4502 | 5.4989 | 3.5477 | 0 | 4.4346 | 7.3319 | 9.1649 | 2.6608 | 5.4989 | 7.9823 | 9.1649 | 458.6057 | 71.9002 | 0.18981
2002 | Heat pump | Compressor | CU 1 | Heat Pump |  |  | 1 | 10.9 | 208.0 |  | 3.0391420911528200 | 0.75 | 0.75 | 0.845 | 1.4368 |  | 0.2 | Occupied | 9.428571428571430 | 58.4571 | 47.52 | 35.0743 | 22.6286 | 0 | 28.2857 | 46.7657 | 58.4571 | 16.9714 | 35.0743 | 50.9143 | 58.4571 | 83.9934 | 68.2785 | 50.3961 | 32.5136 | 0 | 40.642 | 67.1948 | 83.9934 | 24.3852 | 50.3961 | 73.1556 | 83.9934 | 458.6057 | 658.9421 | 1.7395
2003 | Heat pump | Compressor | CU 2 | Heat Pump |  |  | 1 | 16 | 208.0 |  | 4.46112600536193 | 0.75 | 0.75 | 0.845 | 2.1091 |  | 0.2 | Occupied | 9.428571428571430 | 58.4571 | 47.52 | 35.0743 | 22.6286 | 0 | 28.2857 | 46.7657 | 58.4571 | 16.9714 | 35.0743 | 50.9143 | 58.4571 | 123.2931 | 100.2254 | 73.9759 | 47.7264 | 0 | 59.658 | 98.6345 | 123.2931 | 35.7948 | 73.9759 | 107.3843 | 123.2931 | 458.6057 | 967.2545 | 2.5534
2004 | Heat pump | Compressor | CU 3 | Heat Pump |  |  | 1 | 16 | 208.0 |  | 4.46112600536193 | 0.75 | 0.75 | 0.845 | 2.1091 |  | 0.2 | Occupied | 9.428571428571430 | 58.4571 | 47.52 | 35.0743 | 22.6286 | 0 | 28.2857 | 46.7657 | 58.4571 | 16.9714 | 35.0743 | 50.9143 | 58.4571 | 123.2931 | 100.2254 | 73.9759 | 47.7264 | 0 | 59.658 | 98.6345 | 123.2931 | 35.7948 | 73.9759 | 107.3843 | 123.2931 | 458.6057 | 967.2545 | 2.5534
2005 | AC system | AirStack Module 1 - Compressors | ACC-1 | Cooling 1 | 14.8 | [5 empty] | 14.8 | 0.75 | 0.89338 | 0.78375 | 9.2689 |  | 0.8 | AHU-1 | 13.642857142857100 | 0 | 0 | 0 | 0 | 169.1714 | 327.4286 | 338.3429 | 304.5086 | 294.6857 | 169.1714 | 98.2286 | 0 | 0 | 0 | 0 | 0 | 1568.0324 | 3034.9014 | 3136.0648 | 2822.4583 | 2731.4113 | 1568.0324 | 910.4704 | 0 | 1701.5371 | 15771.3709 | 10.4748
2006 | AC system | AirStack Module 2 - Compressors | ACC-3 | Cooling 1 | 14.8 | [5 empty] | 14.8 | 0.75 | 0.89338 | 0.78375 | 9.2689 |  | 0.8 | AHU-1 | 13.642857142857100 | 0 | 0 | 0 | 0 | 169.1714 | 327.4286 | 338.3429 | 304.5086 | 294.6857 | 169.1714 | 98.2286 | 0 | 0 | 0 | 0 | 0 | 1568.0324 | 3034.9014 | 3136.0648 | 2822.4583 | 2731.4113 | 1568.0324 | 910.4704 | 0 | 1701.5371 | 15771.3709 | 10.4748
2007 | AC system | AirStack Module 3 - Compressors | ACC-5 | Cooling 1 | 14.8 | [5 empty] | 14.8 | 0.75 | 0.89338 | 0.78375 | 9.2689 |  | 0.8 | AHU-1 | 13.642857142857100 | 0 | 0 | 0 | 0 | 169.1714 | 327.4286 | 338.3429 | 304.5086 | 294.6857 | 169.1714 | 98.2286 | 0 | 0 | 0 | 0 | 0 | 1568.0324 | 3034.9014 | 3136.0648 | 2822.4583 | 2731.4113 | 1568.0324 | 910.4704 | 0 | 1701.5371 | 15771.3709 | 10.4748
2008 | AC system | AirStack Module 4 - Compressors | ACC-7 | Cooling 1 | 14.8 | [5 empty] | 14.8 | 0.75 | 0.89338 | 0.78375 | 9.2689 |  | 0.8 | AHU-1 | 13.642857142857100 | 0 | 0 | 0 | 0 | 169.1714 | 327.4286 | 338.3429 | 304.5086 | 294.6857 | 169.1714 | 98.2286 | 0 | 0 | 0 | 0 | 0 | 1568.0324 | 3034.9014 | 3136.0648 | 2822.4583 | 2731.4113 | 1568.0324 | 910.4704 | 0 | 1701.5371 | 15771.3709 | 10.4748
2009 | Ventilation | Exhaust Fan | EF-31 | Uniform |  | 0.18 |  |  |  |  | 0.24128686327077700 | 0.75 | 0.75 | 0.7 | 0.18 |  | 1 | EF-31 | 10.642857142857100 | 329.9286 | 298 | 329.9286 | 319.2857 | 329.9286 | 319.2857 | 329.9286 | 296.9357 | 319.2857 | 329.9286 | 319.2857 | 329.9286 | 59.3871 | 53.64 | 59.3871 | 57.4714 | 59.3871 | 57.4714 | 59.3871 | 53.4484 | 57.4714 | 59.3871 | 57.4714 | 59.3871 | 3851.65 | 693.297 | 0.016223
2010 | Ventilation | Exhaust Fan | EF-37 | Uniform |  | 0.18 |  |  |  |  | 0.24128686327077700 | 0.75 | 0.75 | 0.7 | 0.18 |  | 1 | EF-31 | 10.642857142857100 | 329.9286 | 298 | 329.9286 | 319.2857 | 329.9286 | 319.2857 | 329.9286 | 296.9357 | 319.2857 | 329.9286 | 319.2857 | 329.9286 | 59.3871 | 53.64 | 59.3871 | 57.4714 | 59.3871 | 57.4714 | 59.3871 | 53.4484 | 57.4714 | 59.3871 | 57.4714 | 59.3871 | 3851.65 | 693.297 | 0.016223
2011 | AC system | Compressor | AC-1 | Cooling 1 |  |  | 1 | 7.1 | 208.0 |  | 1.9796246648793600 | 0.75 | 0.75 | 0.79 | 0.875 |  | 0.3 | All Day | 24.0 | 0 | 0 | 44.64 | 43.2 | 89.28 | 151.2 | 223.2 | 223.2 | 129.6 | 89.28 | 0 | 0 | 0 | 0 | 39.0602 | 37.8002 | 78.1204 | 132.3006 | 195.3009 | 195.3009 | 113.4005 | 78.1204 | 0 | 0 | 993.6 | 869.404 | 0.034501
2012 | AC system | Compressor | CH-1 | Cooling 2 |  |  | 3 | 204 | 575.0 |  | 272.34525432684900 | 0.75 | 0.94963 | 0.835 | 127.2349 |  | 1 | All Day | 24.0 | 37.2 | 33.6 | 37.2 | 144 | 159 | 288 | 297.6 | 372 | 216 | 74.4 | 36 | 37.2 | 4733.1396 | 4275.0939 | 4733.1396 | 18321.8309 | 20230.3549 | 36643.6618 | 37865.1172 | 47331.3965 | 27482.7463 | 9466.2793 | 4580.4577 | 4733.1396 | 1732.2 | 220396.3575 | 33.3578
2013 | Ventilation | Supply Fan | AHU-2 | University |  |  | 3 |  | 480.0 | 29 | 32.319232227022500 | 0.75 | 0.91612 | 0.809 | 19.5051 |  | 1 | All Day | 24.0 | 669.6 | 672 | 744 | 720 | 669.6 | 648 | 595.2 | 595.2 | 720 | 744 | 720 | 744 | 13060.6211 | 13107.4333 | 14511.8012 | 14043.6786 | 13060.6211 | 12639.3107 | 11609.4409 | 11609.4409 | 14043.6786 | 14511.8012 | 14043.6786 | 14511.8012 | 8241.6 | 160753.3073 | 17.8259
2014 | Ventilation | Return Fan | AHU-2 | University |  |  | 3 |  | 480.0 | 5 | 5.572281418452150 | 0.75 | 0.87 | 0.758 | 3.1509 |  | 1 | All Day | 24.0 | 669.6 | 672 | 744 | 720 | 669.6 | 648 | 595.2 | 595.2 | 720 | 744 | 720 | 744 | 2109.874 | 2117.4363 | 2344.3044 | 2268.6817 | 2109.874 | 2041.8135 | 1875.4436 | 1875.4436 | 2268.6817 | 2344.3044 | 2268.6817 | 2344.3044 | 8241.6 | 25968.8434 | 2.8797
2015 | Ventilation | Supply Fan | AHU-2 | University |  |  | 3 |  | 480.0 | 24 | 26.74695080857030 | 0.75 | 0.9115 | 0.80375 | 16.0374 |  | 1 | All Day | 24.0 | 669.6 | 672 | 744 | 720 | 669.6 | 648 | 595.2 | 595.2 | 720 | 744 | 720 | 744 | 10738.6463 | 10777.1361 | 11931.8292 | 11546.9315 | 10738.6463 | 10392.2383 | 9545.4634 | 9545.4634 | 11546.9315 | 11931.8292 | 11546.9315 | 11931.8292 | 8241.6 | 132173.8757 | 14.3019
2016 | Ventilation | Return Fan | AHU-2 | University |  |  | 3 |  | 480.0 | 7.5 | 8.358422127678230 | 0.75 | 0.8825 | 0.7645 | 4.767 |  | 1 | All Day | 24.0 | 669.6 | 672 | 744 | 720 | 669.6 | 648 | 595.2 | 595.2 | 720 | 744 | 720 | 744 | 3191.9499 | 3203.3906 | 3546.611 | 3432.2042 | 3191.9499 | 3088.9838 | 2837.2888 | 2837.2888 | 3432.2042 | 3546.611 | 3432.2042 | 3546.611 | 8241.6 | 39287.297 | 4.2511
2017 | AC system | Compressor | A/C2CUN254 | Cooling 1 |  |  | 1 | 15.1 | 120.0 |  | 2.4289544235924900 | 0.75 | 0.75 | 0.745 | 1.0125 |  | 0.020833 |  | 24.0 | 7.75 | 11.2 | 12.4 | 12 | 12.4 | 15 | 15.5 | 15.5 | 12 | 12.4 | 12 | 7.75 | 7.8465 | 11.3395 | 12.5544 | 12.1495 | 12.5544 | 15.1868 | 15.6931 | 15.6931 | 12.1495 | 12.5544 | 12.1495 | 7.8465 | 145.9 | 147.7172 | 0.022609
2018 | AC system | Condenser Fan | A/C2CUN254 | Cooling 1 |  | 0.17 | 1 | 1.7 | 120.0 |  | 0.22788203753351200 | 0.75 | 0.75 | 0.67 | 0.17 |  | 0.020833 |  | 24.0 | 7.75 | 11.2 | 12.4 | 12 | 12.4 | 15 | 15.5 | 15.5 | 12 | 12.4 | 12 | 7.75 | 1.3175 | 1.904 | 2.108 | 2.04 | 2.108 | 2.55 | 2.635 | 2.635 | 2.04 | 2.108 | 2.04 | 1.3175 | 145.9 | 24.803 | 0.0037962
2019 | Process Cooling |  | CT-1,2 | CT VSD | 200.0 | [5 empty] | 200.0 | 0.75 | 0.94588 | 0.835 | 118.3032 | 0.85833 | 1 | All Day | 24.0 | 372 | 336 | 372 | 612 | 632.4 | 684 | 706.8 | 706.8 | 684 | 632.4 | 612 | 632.4 | 49509.8718 | 44718.5939 | 49509.8718 | 61541.303 | 63592.6798 | 76873.3924 | 79435.8388 | 79435.8388 | 76873.3924 | 63592.6798 | 61541.303 | 63592.6798 | 6982.8 | 770217.4452 | 5.3582
2020 | AC system | Compressor |  | Cooling 1 |  |  | 1 |  | 208.0 | 12.3 | 3.429490616621980 | 0.75 | 0.75 | 0.845 | 2.1618 |  | 0.2 | All Day | 24.0 | 0 | 0 | 0 | 0 | 0 | 0 | 0 | 44.64 | 144 | 104.16 | 0 | 0 | 0 | 0 | 0 | 0 | 0 | 0 | 0 | 96.5049 | 311.3061 | 225.1781 | 0 | 0 | 292.8 | 632.9891 | 1.8364
2021 | AC system | Condensor Fan |  | Cooling 1 |  |  | 1 |  | 208.0 | 0.55 | 0.15335120643431600 | 0.75 | 0.75 | 0.67 | 0.076648 |  | 0.2 | All Day | 24.0 | 0 | 0 | 0 | 0 | 0 | 0 | 0 | 44.64 | 144 | 104.16 | 0 | 0 | 0 | 0 | 0 | 0 | 0 | 0 | 0 | 3.4216 | 11.0373 | 7.9837 | 0 | 0 | 292.8 | 22.4425 | 0.06511
2022 | AC system | Compressor |  | Cooling 1 |  |  | 1 |  | 208.0 | 9.2 | 2.5651474530831100 | 0.75 | 0.75 | 0.745 | 1.4256 |  | 0.2 | All Day | 24.0 | 0 | 0 | 0 | 0 | 0 | 0 | 0 | 44.64 | 144 | 104.16 | 0 | 0 | 0 | 0 | 0 | 0 | 0 | 0 | 0 | 63.6402 | 205.291 | 148.4938 | 0 | 0 | 292.8 | 417.425 | 1.211
2023 | AC system | Condensor Fan |  | Cooling 1 |  |  | 1 |  | 208.0 | 0.82 | 0.2286327077747990 | 0.75 | 0.75 | 0.67 | 0.11428 |  | 0.2 | All Day | 24.0 | 0 | 0 | 0 | 0 | 0 | 0 | 0 | 44.64 | 144 | 104.16 | 0 | 0 | 0 | 0 | 0 | 0 | 0 | 0 | 0 | 5.1012 | 16.4556 | 11.9029 | 0 | 0 | 292.8 | 33.4598 | 0.097073
2024 | Electric heating | Baseboard Heater |  | Heating 1 |  | 27 |  |  |  |  | 36.193029490616600 | 0.75 | 0.91612 | 0.809 | 22.104 |  | 0.6 | All Day | 24.0 | 334.8 | 302.4 | 223.2 | 172.8 | 111.6 | 43.2 | 44.64 | 11.16 | 86.4 | 223.2 | 345.6 | 446.4 | 7400.4093 | 6684.2407 | 4933.6062 | 3819.5661 | 2466.8031 | 954.8915 | 986.7212 | 246.6803 | 1909.7831 | 4933.6062 | 7639.1322 | 9867.2124 | 2345.4 | 51842.6525 | 21.4793
2025 | Electric heating | Baseboard Heater |  | Heating 1 |  | 54 |  |  |  |  | 72.38605898123330 | 0.75 | 0.93063 | 0.82325 | 43.5191 |  | 0.6 | All Day | 24.0 | 334.8 | 302.4 | 223.2 | 172.8 | 111.6 | 43.2 | 44.64 | 11.16 | 86.4 | 223.2 | 345.6 | 446.4 | 14570.2082 | 13160.188 | 9713.4721 | 7520.1075 | 4856.7361 | 1880.0269 | 1942.6944 | 485.6736 | 3760.0537 | 9713.4721 | 15040.2149 | 19426.9443 | 2345.4 | 102069.7918 | 42.2893
2026 | Electric heating | Baseboard Heater |  | Heating 1 |  | 18 |  |  |  |  | 24.128686327077700 | 0.75 | 0.90412 | 0.79925 | 14.9316 |  | 0.6 | All Day | 24.0 | 334.8 | 302.4 | 223.2 | 172.8 | 111.6 | 43.2 | 44.64 | 11.16 | 86.4 | 223.2 | 345.6 | 446.4 | 4999.0875 | 4515.3049 | 3332.725 | 2580.1742 | 1666.3625 | 645.0436 | 666.545 | 166.6363 | 1290.0871 | 3332.725 | 5160.3484 | 6665.45 | 2345.4 | 35020.4894 | 14.5096
2027 | Electric heating | Baseboard Heater |  | Heating 1 |  | 7.5 |  |  |  |  | 10.053619302949100 | 0.75 | 0.89338 | 0.78375 | 6.2963 |  | 0.6 | All Day | 24.0 | 334.8 | 302.4 | 223.2 | 172.8 | 111.6 | 43.2 | 44.64 | 11.16 | 86.4 | 223.2 | 345.6 | 446.4 | 2108.0173 | 1904.0157 | 1405.3449 | 1088.009 | 702.6724 | 272.0022 | 281.069 | 70.2672 | 544.0045 | 1405.3449 | 2176.0179 | 2810.6898 | 2345.4 | 14767.4549 | 6.1184
2028 | Heat pump | Compressor |  | Heat Pump | 6.75 | [5 empty] | 6.75 | 0.75 | 0.87 | 0.758 | 4.3409 |  | 1 | All Day | 24.0 | 0 | 0 | 0 | 0 | 223.2 | 720 | 706.8 | 446.4 | 0 | 0 | 0 | 0 | 0 | 0 | 0 | 0 | 968.8997 | 3125.4828 | 3068.1822 | 1937.7993 | 0 | 0 | 0 | 0 | 2096.4 | 9100.364 | 14.1874
2029 | Heat pump | Compressor |  | Heat Pump | 6.75 | [5 empty] | 6.75 | 0.75 | 0.87 | 0.758 | 4.3409 |  | 1 | All Day | 24.0 | 0 | 0 | 0 | 0 | 223.2 | 720 | 706.8 | 446.4 | 0 | 0 | 0 | 0 | 0 | 0 | 0 | 0 | 968.8997 | 3125.4828 | 3068.1822 | 1937.7993 | 0 | 0 | 0 | 0 | 2096.4 | 9100.364 | 14.1874
2030 | Heat pump | Heat Pump |  | Heat Pump | 9.17 | [5 empty] | 9.17 | 0.75 | 0.8825 | 0.7645 | 5.8137 |  | 1 | All Day | 24.0 | 0 | 0 | 0 | 0 | 223.2 | 720 | 706.8 | 446.4 | 0 | 0 | 0 | 0 | 0 | 0 | 0 | 0 | 1297.6241 | 4185.8842 | 4109.143 | 2595.2482 | 0 | 0 | 0 | 0 | 2096.4 | 12187.8995 | 19.0009
2031 | Electric heating | Heat Tracing | HT-L1 | Heat Trace 2°C |  | 0.72 |  |  |  |  | 0.9651474530831100 | 0.75 | 0.75 | 0.511 | 0.72 |  | 1 | 24h 7d | 24.0 | 372 | 134.4 | 148.8 | 0 | 0 | 0 | 0 | 0 | 0 | 0 | 216 | 372 | 267.84 | 96.768 | 107.136 | 0 | 0 | 0 | 0 | 0 | 0 | 0 | 155.52 | 267.84 | 1243.2 | 895.104 | 0.10619
2032 | Electric heating | Heat Tracing | HT-L2 | Heat Trace 2°C |  | 0.72 |  |  |  |  | 0.9651474530831100 | 0.75 | 0.75 | 0.511 | 0.72 |  | 1 | 24h 7d | 24.0 | 372 | 134.4 | 148.8 | 0 | 0 | 0 | 0 | 0 | 0 | 0 | 216 | 372 | 267.84 | 96.768 | 107.136 | 0 | 0 | 0 | 0 | 0 | 0 | 0 | 155.52 | 267.84 | 1243.2 | 895.104 | 0.10619
2033 | Electric heating | Heat Tracing | HT-L3 | Heat Trace 2°C |  | 0.72 |  |  |  |  | 0.9651474530831100 | 0.75 | 0.75 | 0.511 | 0.72 |  | 1 | 24h 7d | 24.0 | 372 | 134.4 | 148.8 | 0 | 0 | 0 | 0 | 0 | 0 | 0 | 216 | 372 | 267.84 | 96.768 | 107.136 | 0 | 0 | 0 | 0 | 0 | 0 | 0 | 155.52 | 267.84 | 1243.2 | 895.104 | 0.10619
2034 | Electric heating | Heat Tracing | HT-G1 | Heat Trace 2°C |  | 0.72 |  |  |  |  | 0.9651474530831100 | 0.75 | 0.75 | 0.511 | 0.72 |  | 1 | 24h 7d | 24.0 | 372 | 134.4 | 148.8 | 0 | 0 | 0 | 0 | 0 | 0 | 0 | 216 | 372 | 267.84 | 96.768 | 107.136 | 0 | 0 | 0 | 0 | 0 | 0 | 0 | 155.52 | 267.84 | 1243.2 | 895.104 | 0.10619
2035 | Electric heating | Heat Tracing | HT-G2 | Heat Trace 2°C |  | 0.72 |  |  |  |  | 0.9651474530831100 | 0.75 | 0.75 | 0.511 | 0.72 |  | 1 | 24h 7d | 24.0 | 372 | 134.4 | 148.8 | 0 | 0 | 0 | 0 | 0 | 0 | 0 | 216 | 372 | 267.84 | 96.768 | 107.136 | 0 | 0 | 0 | 0 | 0 | 0 | 0 | 155.52 | 267.84 | 1243.2 | 895.104 | 0.10619
2036 | Electric heating | Heat Tracing | HT-G3 | Heat Trace 2°C |  | 0.72 |  |  |  |  | 0.9651474530831100 | 0.75 | 0.75 | 0.511 | 0.72 |  | 1 | 24h 7d | 24.0 | 372 | 134.4 | 148.8 | 0 | 0 | 0 | 0 | 0 | 0 | 0 | 216 | 372 | 267.84 | 96.768 | 107.136 | 0 | 0 | 0 | 0 | 0 | 0 | 0 | 155.52 | 267.84 | 1243.2 | 895.104 | 0.10619
2037 | Electric heating | Heat Tracing | HT-G4 | Heat Trace 2°C |  | 0.72 |  |  |  |  | 0.9651474530831100 | 0.75 | 0.75 | 0.511 | 0.72 |  | 1 | 24h 7d | 24.0 | 372 | 134.4 | 148.8 | 0 | 0 | 0 | 0 | 0 | 0 | 0 | 216 | 372 | 267.84 | 96.768 | 107.136 | 0 | 0 | 0 | 0 | 0 | 0 | 0 | 155.52 | 267.84 | 1243.2 | 895.104 | 0.10619
2038 | Electric heating | Heat Tracing | HT-G5 | Heat Trace 2°C |  | 0.72 |  |  |  |  | 0.9651474530831100 | 0.75 | 0.75 | 0.511 | 0.72 |  | 1 | 24h 7d | 24.0 | 372 | 134.4 | 148.8 | 0 | 0 | 0 | 0 | 0 | 0 | 0 | 216 | 372 | 267.84 | 96.768 | 107.136 | 0 | 0 | 0 | 0 | 0 | 0 | 0 | 155.52 | 267.84 | 1243.2 | 895.104 | 0.10619
2039 | Electric heating | Heat Tracing | HT-2.1 | Heat Trace 2°C |  | 0.72 |  |  |  |  | 0.9651474530831100 | 0.75 | 0.75 | 0.511 | 0.72 |  | 1 | 24h 7d | 24.0 | 372 | 134.4 | 148.8 | 0 | 0 | 0 | 0 | 0 | 0 | 0 | 216 | 372 | 267.84 | 96.768 | 107.136 | 0 | 0 | 0 | 0 | 0 | 0 | 0 | 155.52 | 267.84 | 1243.2 | 895.104 | 0.10619
2040 | Electric heating | Heat Tracing | HT-2.2 | Heat Trace 2°C |  | 0.72 |  |  |  |  | 0.9651474530831100 | 0.75 | 0.75 | 0.511 | 0.72 |  | 1 | 24h 7d | 24.0 | 372 | 134.4 | 148.8 | 0 | 0 | 0 | 0 | 0 | 0 | 0 | 216 | 372 | 267.84 | 96.768 | 107.136 | 0 | 0 | 0 | 0 | 0 | 0 | 0 | 155.52 | 267.84 | 1243.2 | 895.104 | 0.10619
2041 | Electric heating | Heat Tracing | HT-2.3 | Heat Trace 2°C |  | 0.72 |  |  |  |  | 0.9651474530831100 | 0.75 | 0.75 | 0.511 | 0.72 |  | 1 | 24h 7d | 24.0 | 372 | 134.4 | 148.8 | 0 | 0 | 0 | 0 | 0 | 0 | 0 | 216 | 372 | 267.84 | 96.768 | 107.136 | 0 | 0 | 0 | 0 | 0 | 0 | 0 | 155.52 | 267.84 | 1243.2 | 895.104 | 0.10619
2042 | Electric heating | Heat Tracing | HT-2.4 | Heat Trace 2°C |  | 0.72 |  |  |  |  | 0.9651474530831100 | 0.75 | 0.75 | 0.511 | 0.72 |  | 1 | 24h 7d | 24.0 | 372 | 134.4 | 148.8 | 0 | 0 | 0 | 0 | 0 | 0 | 0 | 216 | 372 | 267.84 | 96.768 | 107.136 | 0 | 0 | 0 | 0 | 0 | 0 | 0 | 155.52 | 267.84 | 1243.2 | 895.104 | 0.10619
2043 | Electric heating | Heat Tracing | HT-2.5 | Heat Trace 2°C |  | 0.72 |  |  |  |  | 0.9651474530831100 | 0.75 | 0.75 | 0.511 | 0.72 |  | 1 | 24h 7d | 24.0 | 372 | 134.4 | 148.8 | 0 | 0 | 0 | 0 | 0 | 0 | 0 | 216 | 372 | 267.84 | 96.768 | 107.136 | 0 | 0 | 0 | 0 | 0 | 0 | 0 | 155.52 | 267.84 | 1243.2 | 895.104 | 0.10619
2044 | Electric heating | Heat Tracing | HT-3.1 | Heat Trace 2°C |  | 0.72 |  |  |  |  | 0.9651474530831100 | 0.75 | 0.75 | 0.511 | 0.72 |  | 1 | 24h 7d | 24.0 | 372 | 134.4 | 148.8 | 0 | 0 | 0 | 0 | 0 | 0 | 0 | 216 | 372 | 267.84 | 96.768 | 107.136 | 0 | 0 | 0 | 0 | 0 | 0 | 0 | 155.52 | 267.84 | 1243.2 | 895.104 | 0.10619
2045 | Electric heating | Heat Tracing | HT-3.2 | Heat Trace 2°C |  | 0.72 |  |  |  |  | 0.9651474530831100 | 0.75 | 0.75 | 0.511 | 0.72 |  | 1 | 24h 7d | 24.0 | 372 | 134.4 | 148.8 | 0 | 0 | 0 | 0 | 0 | 0 | 0 | 216 | 372 | 267.84 | 96.768 | 107.136 | 0 | 0 | 0 | 0 | 0 | 0 | 0 | 155.52 | 267.84 | 1243.2 | 895.104 | 0.10619
2046 | Electric heating | Heat Tracing | HT-3.3 | Heat Trace 2°C |  | 0.72 |  |  |  |  | 0.9651474530831100 | 0.75 | 0.75 | 0.511 | 0.72 |  | 1 | 24h 7d | 24.0 | 372 | 134.4 | 148.8 | 0 | 0 | 0 | 0 | 0 | 0 | 0 | 216 | 372 | 267.84 | 96.768 | 107.136 | 0 | 0 | 0 | 0 | 0 | 0 | 0 | 155.52 | 267.84 | 1243.2 | 895.104 | 0.10619
2047 | Electric heating | Heat Tracing | HT-3.4 | Heat Trace 2°C |  | 0.72 |  |  |  |  | 0.9651474530831100 | 0.75 | 0.75 | 0.511 | 0.72 |  | 1 | 24h 7d | 24.0 | 372 | 134.4 | 148.8 | 0 | 0 | 0 | 0 | 0 | 0 | 0 | 216 | 372 | 267.84 | 96.768 | 107.136 | 0 | 0 | 0 | 0 | 0 | 0 | 0 | 155.52 | 267.84 | 1243.2 | 895.104 | 0.10619
2048 | Electric heating | Heat Tracing | HT-3.5 | Heat Trace 2°C |  | 0.72 |  |  |  |  | 0.9651474530831100 | 0.75 | 0.75 | 0.511 | 0.72 |  | 1 | 24h 7d | 24.0 | 372 | 134.4 | 148.8 | 0 | 0 | 0 | 0 | 0 | 0 | 0 | 216 | 372 | 267.84 | 96.768 | 107.136 | 0 | 0 | 0 | 0 | 0 | 0 | 0 | 155.52 | 267.84 | 1243.2 | 895.104 | 0.10619
2049 | Gas boiler | Boiler 2 combustion fan |  | Heating 1 | 0.32 | [5 empty] | 0.32 | 0.75 | 0.75 | 0.7 | 0.23872 |  | 0.25 | All Day | 24.0 | 186 | 168 | 139.5 | 90 | 74.4 | 36 | 4.65 | 4.65 | 4.5 | 37.2 | 72 | 130.2 | 44.4019 | 40.105 | 33.3014 | 21.4848 | 17.7608 | 8.5939 | 1.11 | 1.11 | 1.0742 | 8.8804 | 17.1878 | 31.0813 | 947.1 | 226.0917 | 0.2914
2050 | Gas boiler | Boiler 2 combustion fan |  | Heating 1 | 0.32 | [5 empty] | 0.32 | 0.75 | 0.75 | 0.7 | 0.23872 |  | 0.25 | All Day | 24.0 | 186 | 168 | 139.5 | 90 | 74.4 | 36 | 4.65 | 4.65 | 4.5 | 37.2 | 72 | 130.2 | 44.4019 | 40.105 | 33.3014 | 21.4848 | 17.7608 | 8.5939 | 1.11 | 1.11 | 1.0742 | 8.8804 | 17.1878 | 31.0813 | 947.1 | 226.0917 | 0.2914
2051 | Gas boiler | Boiler 2 combustion fan |  | Heating 1 | 0.32 | [5 empty] | 0.32 | 0.75 | 0.75 | 0.7 | 0.23872 |  | 0.25 | All Day | 24.0 | 186 | 168 | 139.5 | 90 | 74.4 | 36 | 4.65 | 4.65 | 4.5 | 37.2 | 72 | 130.2 | 44.4019 | 40.105 | 33.3014 | 21.4848 | 17.7608 | 8.5939 | 1.11 | 1.11 | 1.0742 | 8.8804 | 17.1878 | 31.0813 | 947.1 | 226.0917 | 0.2914
2052 | Gas boiler | Boiler 2 combustion fan |  | Heating 1 | 0.32 | [5 empty] | 0.32 | 0.75 | 0.75 | 0.7 | 0.23872 |  | 0.25 | All Day | 24.0 | 186 | 168 | 139.5 | 90 | 74.4 | 36 | 4.65 | 4.65 | 4.5 | 37.2 | 72 | 130.2 | 44.4019 | 40.105 | 33.3014 | 21.4848 | 17.7608 | 8.5939 | 1.11 | 1.11 | 1.0742 | 8.8804 | 17.1878 | 31.0813 | 947.1 | 226.0917 | 0.2914
2053 | Gas boiler | Boiler 1 combustion fan |  | Heating 1 | 0.32 | [5 empty] | 0.32 | 0.75 | 0.75 | 0.7 | 0.23872 |  | 0.5 | All Day | 24.0 | 372 | 336 | 279 | 180 | 148.8 | 72 | 9.3 | 9.3 | 9 | 74.4 | 144 | 260.4 | 88.8038 | 80.2099 | 66.6029 | 42.9696 | 35.5215 | 17.1878 | 2.2201 | 2.2201 | 2.1485 | 17.7608 | 34.3757 | 62.1627 | 1894.2 | 452.1834 | 0.58281
2054 | Gas boiler | Boiler 1 combustion fan |  | Heating 1 | 0.32 | [5 empty] | 0.32 | 0.75 | 0.75 | 0.7 | 0.23872 |  | 0.5 | All Day | 24.0 | 372 | 336 | 279 | 180 | 148.8 | 72 | 9.3 | 9.3 | 9 | 74.4 | 144 | 260.4 | 88.8038 | 80.2099 | 66.6029 | 42.9696 | 35.5215 | 17.1878 | 2.2201 | 2.2201 | 2.1485 | 17.7608 | 34.3757 | 62.1627 | 1894.2 | 452.1834 | 0.58281
2055 | Pump | Pump | P-3 | Heating 1 |  | 0.185 |  |  |  |  | 0.2479892761394100 | 0.75 | 0.75 | 0.7 | 0.185 |  | 0.5 | All Day | 24.0 | 372 | 336 | 279 | 180 | 148.8 | 72 | 9.3 | 9.3 | 9 | 74.4 | 144 | 260.4 | 68.82 | 62.16 | 51.615 | 33.3 | 27.528 | 13.32 | 1.7205 | 1.7205 | 1.665 | 13.764 | 26.64 | 48.174 | 1894.2 | 350.427 | 0.5452
2056 | Pump | Pump | P-4 | Heating 1 |  | 0.185 |  |  |  |  | 0.2479892761394100 | 0.75 | 0.75 | 0.7 | 0.185 |  | 0.5 | All Day | 24.0 | 372 | 336 | 279 | 180 | 148.8 | 72 | 9.3 | 9.3 | 9 | 74.4 | 144 | 260.4 | 68.82 | 62.16 | 51.615 | 33.3 | 27.528 | 13.32 | 1.7205 | 1.7205 | 1.665 | 13.764 | 26.64 | 48.174 | 1894.2 | 350.427 | 0.5452
2057 | Electric heating | Electric Baseboard | BB-1 | Heating 1 |  | 1 |  |  |  |  | 1.3404825737265400 | 0.75 | 0.75 | 0.65475 | 1 |  | 0.5 | 24h 7d | 24.0 | 372 | 336 | 279 | 180 | 148.8 | 72 | 9.3 | 9.3 | 9 | 74.4 | 144 | 260.4 | 372 | 336 | 279 | 180 | 148.8 | 72 | 9.3 | 9.3 | 9 | 74.4 | 144 | 260.4 | 1894.2 | 1894.2 | 0.22471
2058 | Gas boiler | Boiler 1 combustion fan |  | Heating 1 | 0.32 | [5 empty] | 0.32 | 0.75 | 0.75 | 0.7 | 0.23872 |  | 0.5 | All Day | 24.0 | 372 | 336 | 279 | 180 | 148.8 | 72 | 9.3 | 9.3 | 9 | 74.4 | 144 | 260.4 | 88.8038 | 80.2099 | 66.6029 | 42.9696 | 35.5215 | 17.1878 | 2.2201 | 2.2201 | 2.1485 | 17.7608 | 34.3757 | 62.1627 | 1894.2 | 452.1834 | 0.58281
2059 | Gas boiler | Boiler 1 combustion fan |  | Heating 1 | 0.32 | [5 empty] | 0.32 | 0.75 | 0.75 | 0.7 | 0.23872 |  | 0.5 | All Day | 24.0 | 372 | 336 | 279 | 180 | 148.8 | 72 | 9.3 | 9.3 | 9 | 74.4 | 144 | 260.4 | 88.8038 | 80.2099 | 66.6029 | 42.9696 | 35.5215 | 17.1878 | 2.2201 | 2.2201 | 2.1485 | 17.7608 | 34.3757 | 62.1627 | 1894.2 | 452.1834 | 0.58281
2060 | AC system | DX Compressor | RTU-9 | Cooling 1 |  |  | 3 | 5.1 | 575.0 |  | 6.808631358171220 | 0.75 | 0.87 | 0.758 | 2.8875 |  | 0.3 | RTU-9 | 15.0 | 0 | 0 | 0 | 27 | 55.8 | 13.5 | 139.5 | 139.5 | 67.5 | 0 | 0 | 0 | 0 | 0 | 0 | 77.9638 | 161.1251 | 38.9819 | 402.8129 | 402.8129 | 194.9094 | 0 | 0 | 0 | 442.8 | 1278.606 | 0.12802
2061 | Heat pump | Compressor | RTU08 | Heat Pump |  |  | 1 | 8.3 | 208.0 |  | 2.3142091152815000 | 0.75 | 0.75 | 0.745 | 0.96463 |  | 0.4 |  | 12.142857142857100 | 150.5714 | 136 | 75.2857 | 58.2857 | 90.3429 | 116.5714 | 150.5714 | 135.5143 | 87.4286 | 90.3429 | 145.7143 | 150.5714 | 145.2451 | 131.1891 | 72.6226 | 56.2239 | 87.1471 | 112.4478 | 145.2451 | 130.7206 | 84.3359 | 87.1471 | 140.5598 | 145.2451 | 1387.2 | 1338.1292 | 0.44631
2062 | AC system | Compressor | Chiller 1 | HRC |  | 258 |  |  |  |  | 345.84450402144800 | 0.75 | 0.94963 | 0.835 | 203.7646 |  | 0.3 | All Day | 24.0 | 111.6 | 100.8 | 111.6 | 129.6 | 133.92 | 151.2 | 223.2 | 200.88 | 151.2 | 111.6 | 108 | 111.6 | 22740.1343 | 20539.4761 | 22740.1343 | 26407.8979 | 27288.1611 | 30809.2142 | 45480.2685 | 40932.2417 | 30809.2142 | 22740.1343 | 22006.5815 | 22740.1343 | 1645.2 | 335233.5922 | 7.8445
2063 | AC system | Compressor | Chiller 2 | HRC |  | 258 |  |  |  |  | 345.84450402144800 | 0.75 | 0.94963 | 0.835 | 203.7646 |  | 0.3 | All Day | 24.0 | 111.6 | 100.8 | 111.6 | 129.6 | 133.92 | 151.2 | 223.2 | 200.88 | 151.2 | 111.6 | 108 | 111.6 | 22740.1343 | 20539.4761 | 22740.1343 | 26407.8979 | 27288.1611 | 30809.2142 | 45480.2685 | 40932.2417 | 30809.2142 | 22740.1343 | 22006.5815 | 22740.1343 | 1645.2 | 335233.5922 | 7.8445
2064 | AC system | Compressor | Chiller 3 | HRC |  | 258 |  |  |  |  | 345.84450402144800 | 0.75 | 0.94963 | 0.835 | 203.7646 |  | 0.3 | All Day | 24.0 | 111.6 | 100.8 | 111.6 | 129.6 | 133.92 | 151.2 | 223.2 | 200.88 | 151.2 | 111.6 | 108 | 111.6 | 22740.1343 | 20539.4761 | 22740.1343 | 26407.8979 | 27288.1611 | 30809.2142 | 45480.2685 | 40932.2417 | 30809.2142 | 22740.1343 | 22006.5815 | 22740.1343 | 1645.2 | 335233.5922 | 7.8445
2065 | AC system | Compressor | Chiller 4 | HRC |  | 258 |  |  |  |  | 345.84450402144800 | 0.75 | 0.94963 | 0.835 | 203.7646 |  | 0.3 | All Day | 24.0 | 111.6 | 100.8 | 111.6 | 129.6 | 133.92 | 151.2 | 223.2 | 200.88 | 151.2 | 111.6 | 108 | 111.6 | 22740.1343 | 20539.4761 | 22740.1343 | 26407.8979 | 27288.1611 | 30809.2142 | 45480.2685 | 40932.2417 | 30809.2142 | 22740.1343 | 22006.5815 | 22740.1343 | 1645.2 | 335233.5922 | 7.8445
2066 | Fan Coil Unit | Supply Fan | FC-B06 | Fan Coil | 0.4 | [5 empty] | 0.4 | 0.75 | 0.75 | 0.7 | 0.2984 |  | 1 | All Day | 24.0 | 148.8 | 201.6 | 297.6 | 360 | 372 | 720 | 744 | 744 | 720 | 446.4 | 216 | 74.4 | 44.4019 | 60.1574 | 88.8038 | 107.424 | 111.0048 | 214.848 | 222.0096 | 222.0096 | 214.848 | 133.2058 | 64.4544 | 22.201 | 5044.8 | 1505.3683 | 0.035226
2067 | Fan Coil Unit | Supply Fan | FC-106 | Fan Coil | 0.4 | [5 empty] | 0.4 | 0.75 | 0.75 | 0.7 | 0.2984 |  | 1 | All Day | 24.0 | 148.8 | 201.6 | 297.6 | 360 | 372 | 720 | 744 | 744 | 720 | 446.4 | 216 | 74.4 | 44.4019 | 60.1574 | 88.8038 | 107.424 | 111.0048 | 214.848 | 222.0096 | 222.0096 | 214.848 | 133.2058 | 64.4544 | 22.201 | 5044.8 | 1505.3683 | 0.035226
2068 | Fan Coil Unit | Supply Fan | FC-201 | Fan Coil | 0.4 | [5 empty] | 0.4 | 0.75 | 0.75 | 0.7 | 0.2984 |  | 1 | All Day | 24.0 | 148.8 | 201.6 | 297.6 | 360 | 372 | 720 | 744 | 744 | 720 | 446.4 | 216 | 74.4 | 44.4019 | 60.1574 | 88.8038 | 107.424 | 111.0048 | 214.848 | 222.0096 | 222.0096 | 214.848 | 133.2058 | 64.4544 | 22.201 | 5044.8 | 1505.3683 | 0.035226
2069 | Fan Coil Unit | Supply Fan | FC-401 | Fan Coil | 0.4 | [5 empty] | 0.4 | 0.75 | 0.75 | 0.7 | 0.2984 |  | 1 | All Day | 24.0 | 148.8 | 201.6 | 297.6 | 360 | 372 | 720 | 744 | 744 | 720 | 446.4 | 216 | 74.4 | 44.4019 | 60.1574 | 88.8038 | 107.424 | 111.0048 | 214.848 | 222.0096 | 222.0096 | 214.848 | 133.2058 | 64.4544 | 22.201 | 5044.8 | 1505.3683 | 0.035226
2070 | Fan Coil Unit | Supply Fan | FC-402 | Fan Coil | 0.4 | [5 empty] | 0.4 | 0.75 | 0.75 | 0.7 | 0.2984 |  | 1 | All Day | 24.0 | 148.8 | 201.6 | 297.6 | 360 | 372 | 720 | 744 | 744 | 720 | 446.4 | 216 | 74.4 | 44.4019 | 60.1574 | 88.8038 | 107.424 | 111.0048 | 214.848 | 222.0096 | 222.0096 | 214.848 | 133.2058 | 64.4544 | 22.201 | 5044.8 | 1505.3683 | 0.035226
2071 | Fan Coil Unit | Supply Fan | FC-403 | Fan Coil | 0.4 | [5 empty] | 0.4 | 0.75 | 0.75 | 0.7 | 0.2984 |  | 1 | All Day | 24.0 | 148.8 | 201.6 | 297.6 | 360 | 372 | 720 | 744 | 744 | 720 | 446.4 | 216 | 74.4 | 44.4019 | 60.1574 | 88.8038 | 107.424 | 111.0048 | 214.848 | 222.0096 | 222.0096 | 214.848 | 133.2058 | 64.4544 | 22.201 | 5044.8 | 1505.3683 | 0.035226
2072 | Fan Coil Unit | Supply Fan | FC-614 | Fan Coil | 0.4 | [5 empty] | 0.4 | 0.75 | 0.75 | 0.7 | 0.2984 |  | 1 | All Day | 24.0 | 148.8 | 201.6 | 297.6 | 360 | 372 | 720 | 744 | 744 | 720 | 446.4 | 216 | 74.4 | 44.4019 | 60.1574 | 88.8038 | 107.424 | 111.0048 | 214.848 | 222.0096 | 222.0096 | 214.848 | 133.2058 | 64.4544 | 22.201 | 5044.8 | 1505.3683 | 0.035226
2073 | Fan Coil Unit | Supply Fan | FC-R07 | Fan Coil | 0.4 | [5 empty] | 0.4 | 0.75 | 0.75 | 0.7 | 0.2984 |  | 1 | All Day | 24.0 | 148.8 | 201.6 | 297.6 | 360 | 372 | 720 | 744 | 744 | 720 | 446.4 | 216 | 74.4 | 44.4019 | 60.1574 | 88.8038 | 107.424 | 111.0048 | 214.848 | 222.0096 | 222.0096 | 214.848 | 133.2058 | 64.4544 | 22.201 | 5044.8 | 1505.3683 | 0.035226
2074 | AC system | Chiller | C-1 | Cooling 1 |  | 210 |  |  |  |  | 281.5013404825740 | 0.75 | 0.94963 | 0.835 | 165.8549 |  | 0.3 | Occupied | 18.0 | 0 | 0 | 0 | 162 | 100.44 | 97.2 | 100.44 | 167.4 | 113.4 | 50.22 | 0 | 0 | 0 | 0 | 0 | 26868.5007 | 16658.4704 | 16121.1004 | 16658.4704 | 27764.1174 | 18807.9505 | 8329.2352 | 0 | 0 | 791.1 | 131207.8452 | 14.7107
2075 | AC system | Compressor |  | Cooling 1 |  |  | 3 | 28.8 | 208.0 |  | 13.908414420456600 | 0.75 | 0.89338 | 0.78375 | 6.099 |  | 0.1 | AHU-1 (Example) | 15.0 | 0 | 0 | 0 | 0 | 0 | 31.5 | 37.2 | 37.2 | 36 | 0 | 0 | 0 | 0 | 0 | 0 | 0 | 0 | 192.117 | 226.881 | 226.881 | 219.5623 | 0 | 0 | 0 | 141.9 | 865.4414 | 3.6451
2076 | Heat Pump | Compressor | MHP-1-3 | Heat Pump |  |  | 3 | 37 | 575.0 |  | 49.39595299065400 | 0.75 | 0.92175 | 0.80875 | 22.3515 |  | 0.35 | All Day | 24.0 | 260.4 | 235.2 | 260.4 | 201.6 | 156.24 | 201.6 | 208.32 | 208.32 | 201.6 | 208.32 | 252 | 260.4 | 5820.3183 | 5257.0617 | 5820.3183 | 4506.0528 | 3492.191 | 4506.0528 | 4656.2546 | 4656.2546 | 4506.0528 | 4656.2546 | 5632.5661 | 5820.3183 | 2654.4 | 59329.6958 | 4.2778
2077 | Heat Pump | Compressor | MHP-1-3 | Heat Pump |  |  | 3 | 37 | 575.0 |  | 49.39595299065400 | 0.75 | 0.92175 | 0.80875 | 22.3515 |  | 0.35 | All Day | 24.0 | 260.4 | 235.2 | 260.4 | 201.6 | 156.24 | 201.6 | 208.32 | 208.32 | 201.6 | 208.32 | 252 | 260.4 | 5820.3183 | 5257.0617 | 5820.3183 | 4506.0528 | 3492.191 | 4506.0528 | 4656.2546 | 4656.2546 | 4506.0528 | 4656.2546 | 5632.5661 | 5820.3183 | 2654.4 | 59329.6958 | 4.2778
2078 | Heat Pump | Compressor | MHP-1-3 | Heat Pump |  |  | 3 | 37 | 575.0 |  | 49.39595299065400 | 0.75 | 0.92175 | 0.80875 | 22.3515 |  | 0.35 | All Day | 24.0 | 260.4 | 235.2 | 260.4 | 201.6 | 156.24 | 201.6 | 208.32 | 208.32 | 201.6 | 208.32 | 252 | 260.4 | 5820.3183 | 5257.0617 | 5820.3183 | 4506.0528 | 3492.191 | 4506.0528 | 4656.2546 | 4656.2546 | 4506.0528 | 4656.2546 | 5632.5661 | 5820.3183 | 2654.4 | 59329.6958 | 4.2778
2079 | Heat Pump | Compressor | MHP-1-3 | Heat Pump |  |  | 3 | 37 | 575.0 |  | 49.39595299065400 | 0.75 | 0.92175 | 0.80875 | 22.3515 |  | 0.35 | All Day | 24.0 | 260.4 | 235.2 | 260.4 | 201.6 | 156.24 | 201.6 | 208.32 | 208.32 | 201.6 | 208.32 | 252 | 260.4 | 5820.3183 | 5257.0617 | 5820.3183 | 4506.0528 | 3492.191 | 4506.0528 | 4656.2546 | 4656.2546 | 4506.0528 | 4656.2546 | 5632.5661 | 5820.3183 | 2654.4 | 59329.6958 | 4.2778
2080 | Heat Pump | Compressor | MHP-1-3 | Heat Pump |  |  | 3 | 37 | 575.0 |  | 49.39595299065400 | 0.75 | 0.92175 | 0.80875 | 22.3515 |  | 0.35 | All Day | 24.0 | 260.4 | 235.2 | 260.4 | 201.6 | 156.24 | 201.6 | 208.32 | 208.32 | 201.6 | 208.32 | 252 | 260.4 | 5820.3183 | 5257.0617 | 5820.3183 | 4506.0528 | 3492.191 | 4506.0528 | 4656.2546 | 4656.2546 | 4506.0528 | 4656.2546 | 5632.5661 | 5820.3183 | 2654.4 | 59329.6958 | 4.2778
2081 | Heat Pump | Compressor | MHP-1-3 | Heat Pump |  |  | 3 | 37 | 575.0 |  | 49.39595299065400 | 0.75 | 0.92175 | 0.80875 | 22.3515 |  | 0.35 | All Day | 24.0 | 260.4 | 235.2 | 260.4 | 201.6 | 156.24 | 201.6 | 208.32 | 208.32 | 201.6 | 208.32 | 252 | 260.4 | 5820.3183 | 5257.0617 | 5820.3183 | 4506.0528 | 3492.191 | 4506.0528 | 4656.2546 | 4656.2546 | 4506.0528 | 4656.2546 | 5632.5661 | 5820.3183 | 2654.4 | 59329.6958 | 4.2778
2082 | Heat pump | Compressor | HP-1 | Heat Pump |  |  | 1 | 14 | 208.0 |  | 3.903485254691690 | 0.75 | 0.75 | 0.845 | 1.8455 |  | 0.4 | Occupied | 6.428571428571430 | 79.7143 | 64.8 | 63.7714 | 15.4286 | 23.9143 | 38.5714 | 79.7143 | 79.7143 | 54 | 47.8286 | 69.4286 | 79.7143 | 147.1111 | 119.5871 | 117.6889 | 28.4731 | 44.1333 | 71.1828 | 147.1111 | 147.1111 | 99.6559 | 88.2667 | 128.129 | 147.1111 | 696.6 | 1285.5614 | 1.1037
2083 | Heat pump | Fan | HP-1 | Heat Pump |  |  | 1 | 2 | 208.0 |  | 0.5576407506702410 | 0.75 | 0.75 | 0.67 | 0.20904 |  | 0.4 | Occupied | 6.428571428571430 | 79.7143 | 64.8 | 63.7714 | 15.4286 | 23.9143 | 38.5714 | 79.7143 | 79.7143 | 54 | 47.8286 | 69.4286 | 79.7143 | 16.6635 | 13.5458 | 13.3308 | 3.2252 | 4.999 | 8.063 | 16.6635 | 16.6635 | 11.2882 | 9.9981 | 14.5133 | 16.6635 | 696.6 | 145.6173 | 0.12501
2084 | Pump | Pump | P1A | Heating 1 |  | 0.37 |  |  |  |  | 0.4959785522788200 | 0.75 | 0.75 | 0.7 | 0.37 |  | 1 | All Day | 24.0 | 669.6 | 604.8 | 632.4 | 576 | 297.6 | 144 | 37.2 | 37.2 | 144 | 446.4 | 576 | 669.6 | 247.752 | 223.776 | 233.988 | 213.12 | 110.112 | 53.28 | 13.764 | 13.764 | 53.28 | 165.168 | 213.12 | 247.752 | 4834.8 | 1788.876 | 1.6125
2085 | Heat pump | Carrier Heat Pump Comp | AC-1 | Heat Pump |  |  | 3 | 16.7 | 208.0 |  | 8.064948639639750 | 0.75 | 0.8825 | 0.7645 | 3.4497 |  | 0.5 | All Day | 24.0 | 372 | 336 | 297.6 | 252 | 260.4 | 324 | 372 | 372 | 324 | 260.4 | 288 | 372 | 1283.2821 | 1159.0935 | 1026.6257 | 869.3201 | 898.2974 | 1117.6973 | 1283.2821 | 1283.2821 | 1117.6973 | 898.2974 | 993.5087 | 1283.2821 | 3830.4 | 13213.6657 | 4.3754
2086 | Ventilation | Supply and Exhaust Fan for Heat Recovery Unit | HRV-1 | Uniform |  |  | 1 |  | 208.0 | 5.8 | 1.6171581769437000 | 0.75 | 0.75 | 0.79 | 0.95306 |  | 0.5 | All Day | 24.0 | 372 | 336 | 372 | 360 | 372 | 360 | 372 | 372 | 360 | 372 | 360 | 334.8 | 354.5368 | 320.2268 | 354.5368 | 343.1002 | 354.5368 | 343.1002 | 354.5368 | 354.5368 | 343.1002 | 354.5368 | 343.1002 | 319.0831 | 4342.8 | 4138.9316 | 0.19843
2087 | Ventilation | Supply and Exhaust Fan for Heat Recovery Unit | HRV-2 | Uniform |  |  | 1 |  | 208.0 | 5.4 | 1.5056300268096500 | 0.75 | 0.75 | 0.79 | 0.88733 |  | 0.5 | All Day | 24.0 | 372 | 336 | 372 | 360 | 372 | 360 | 372 | 372 | 360 | 372 | 360 | 334.8 | 330.086 | 298.1422 | 330.086 | 319.4381 | 330.086 | 319.4381 | 330.086 | 330.086 | 319.4381 | 330.086 | 319.4381 | 297.0774 | 4342.8 | 3853.488 | 0.18474
2088 | Ventilation | Supply and Exhaust Fan for Heat Recovery Unit | HRV-3 | Uniform |  |  | 1 |  | 208.0 | 5.4 | 1.5056300268096500 | 0.75 | 0.75 | 0.79 | 0.88733 |  | 0.5 | All Day | 24.0 | 372 | 336 | 372 | 360 | 372 | 360 | 372 | 372 | 360 | 372 | 360 | 334.8 | 330.086 | 298.1422 | 330.086 | 319.4381 | 330.086 | 319.4381 | 330.086 | 330.086 | 319.4381 | 330.086 | 319.4381 | 297.0774 | 4342.8 | 3853.488 | 0.18474
2089 | Ventilation | Supply and Exhaust Fan for Heat Recovery Unit | HRV-4 | Uniform |  |  | 1 |  | 208.0 | 5.8 | 1.6171581769437000 | 0.75 | 0.75 | 0.79 | 0.95306 |  | 0.5 | All Day | 24.0 | 372 | 336 | 372 | 360 | 372 | 360 | 372 | 372 | 360 | 372 | 360 | 334.8 | 354.5368 | 320.2268 | 354.5368 | 343.1002 | 354.5368 | 343.1002 | 354.5368 | 354.5368 | 343.1002 | 354.5368 | 343.1002 | 319.0831 | 4342.8 | 4138.9316 | 0.19843
2090 | Ventilation | Supply and Exhaust Fan for Heat Recovery Unit | HRV-5 | Uniform |  |  | 1 |  | 208.0 | 5.8 | 1.6171581769437000 | 0.75 | 0.75 | 0.79 | 0.95306 |  | 0.5 | All Day | 24.0 | 372 | 336 | 372 | 360 | 372 | 360 | 372 | 372 | 360 | 372 | 360 | 334.8 | 354.5368 | 320.2268 | 354.5368 | 343.1002 | 354.5368 | 343.1002 | 354.5368 | 354.5368 | 343.1002 | 354.5368 | 343.1002 | 319.0831 | 4342.8 | 4138.9316 | 0.19843
2091 | Ventilation | Supply and Exhaust Fan for Heat Recovery Unit | HRV-6 | Uniform |  |  | 1 |  | 208.0 | 5.8 | 1.6171581769437000 | 0.75 | 0.75 | 0.79 | 0.95306 |  | 0.5 | All Day | 24.0 | 372 | 336 | 372 | 360 | 372 | 360 | 372 | 372 | 360 | 372 | 360 | 334.8 | 354.5368 | 320.2268 | 354.5368 | 343.1002 | 354.5368 | 343.1002 | 354.5368 | 354.5368 | 343.1002 | 354.5368 | 343.1002 | 319.0831 | 4342.8 | 4138.9316 | 0.19843
2092 | Ventilation | Supply and Exhaust Fan for Heat Recovery Unit | HRV-7 | Uniform |  |  | 1 |  | 208.0 | 5.8 | 1.6171581769437000 | 0.75 | 0.75 | 0.79 | 0.95306 |  | 0.5 | All Day | 24.0 | 372 | 336 | 372 | 360 | 372 | 360 | 372 | 372 | 360 | 372 | 360 | 334.8 | 354.5368 | 320.2268 | 354.5368 | 343.1002 | 354.5368 | 343.1002 | 354.5368 | 354.5368 | 343.1002 | 354.5368 | 343.1002 | 319.0831 | 4342.8 | 4138.9316 | 0.19843
2093 | Ventilation | Supply and Exhaust Fan for Heat Recovery Unit | HRV-8 | Uniform |  |  | 1 |  | 208.0 | 5.8 | 1.6171581769437000 | 0.75 | 0.75 | 0.79 | 0.95306 |  | 0.5 | All Day | 24.0 | 372 | 336 | 372 | 360 | 372 | 360 | 372 | 372 | 360 | 372 | 360 | 334.8 | 354.5368 | 320.2268 | 354.5368 | 343.1002 | 354.5368 | 343.1002 | 354.5368 | 354.5368 | 343.1002 | 354.5368 | 343.1002 | 319.0831 | 4342.8 | 4138.9316 | 0.19843
2094 | Ventilation | Supply and Exhaust Fan for Heat Recovery Unit | HRV-9 | Uniform |  |  | 1 |  | 208.0 | 5 | 1.3941018766756000 | 0.75 | 0.75 | 0.765 | 0.7956 |  | 0.5 | All Day | 24.0 | 372 | 336 | 372 | 360 | 372 | 360 | 372 | 372 | 360 | 372 | 360 | 334.8 | 295.9632 | 267.3216 | 295.9632 | 286.416 | 295.9632 | 286.416 | 295.9632 | 295.9632 | 286.416 | 295.9632 | 286.416 | 266.3669 | 4342.8 | 3455.1317 | 0.16565
2095 | Ventilation | Supply and Exhaust Fan for Heat Recovery Unit | HRV-10 | Uniform |  |  | 1 |  | 208.0 | 5 | 1.3941018766756000 | 0.75 | 0.75 | 0.765 | 0.7956 |  | 0.5 | All Day | 24.0 | 372 | 336 | 372 | 360 | 372 | 360 | 372 | 372 | 360 | 372 | 360 | 334.8 | 295.9632 | 267.3216 | 295.9632 | 286.416 | 295.9632 | 286.416 | 295.9632 | 295.9632 | 286.416 | 295.9632 | 286.416 | 266.3669 | 4342.8 | 3455.1317 | 0.16565
2096 | Ventilation | Supply and Exhaust Fan for Heat Recovery Unit | HRV-11 | Uniform |  |  | 1 |  | 208.0 | 5 | 1.3941018766756000 | 0.75 | 0.75 | 0.765 | 0.7956 |  | 0.5 | All Day | 24.0 | 372 | 336 | 372 | 360 | 372 | 360 | 372 | 372 | 360 | 372 | 360 | 334.8 | 295.9632 | 267.3216 | 295.9632 | 286.416 | 295.9632 | 286.416 | 295.9632 | 295.9632 | 286.416 | 295.9632 | 286.416 | 266.3669 | 4342.8 | 3455.1317 | 0.16565
2097 | Ventilation | Supply and Exhaust Fan for Heat Recovery Unit | HRV-12 | Uniform |  |  | 1 |  | 208.0 | 5 | 1.3941018766756000 | 0.75 | 0.75 | 0.765 | 0.7956 |  | 0.5 | All Day | 24.0 | 372 | 336 | 372 | 360 | 372 | 360 | 372 | 372 | 360 | 372 | 360 | 334.8 | 295.9632 | 267.3216 | 295.9632 | 286.416 | 295.9632 | 286.416 | 295.9632 | 295.9632 | 286.416 | 295.9632 | 286.416 | 266.3669 | 4342.8 | 3455.1317 | 0.16565
2098 | Ventilation | Supply and Exhaust Fan for Heat Recovery Unit | HRV-13 | Uniform |  |  | 1 |  | 208.0 | 5 | 1.3941018766756000 | 0.75 | 0.75 | 0.765 | 0.7956 |  | 0.5 | All Day | 24.0 | 372 | 336 | 372 | 360 | 372 | 360 | 372 | 372 | 360 | 372 | 360 | 334.8 | 295.9632 | 267.3216 | 295.9632 | 286.416 | 295.9632 | 286.416 | 295.9632 | 295.9632 | 286.416 | 295.9632 | 286.416 | 266.3669 | 4342.8 | 3455.1317 | 0.16565
2099 | Ventilation | Supply and Exhaust Fan for Heat Recovery Unit | HRV-14 | Uniform |  |  | 1 |  | 208.0 | 5 | 1.3941018766756000 | 0.75 | 0.75 | 0.765 | 0.7956 |  | 0.5 | All Day | 24.0 | 372 | 336 | 372 | 360 | 372 | 360 | 372 | 372 | 360 | 372 | 360 | 334.8 | 295.9632 | 267.3216 | 295.9632 | 286.416 | 295.9632 | 286.416 | 295.9632 | 295.9632 | 286.416 | 295.9632 | 286.416 | 266.3669 | 4342.8 | 3455.1317 | 0.16565
2100 | Ventilation | Supply and Exhaust Fan for Heat Recovery Unit | HRV-15 | Uniform |  |  | 1 |  | 208.0 | 5 | 1.3941018766756000 | 0.75 | 0.75 | 0.765 | 0.7956 |  | 0.5 | All Day | 24.0 | 372 | 336 | 372 | 360 | 372 | 360 | 372 | 372 | 360 | 372 | 360 | 334.8 | 295.9632 | 267.3216 | 295.9632 | 286.416 | 295.9632 | 286.416 | 295.9632 | 295.9632 | 286.416 | 295.9632 | 286.416 | 266.3669 | 4342.8 | 3455.1317 | 0.16565
2101 | Ventilation | Supply and Exhaust Fan for Heat Recovery Unit | HRV-16 | Uniform |  |  | 1 |  | 208.0 | 5 | 1.3941018766756000 | 0.75 | 0.75 | 0.765 | 0.7956 |  | 0.5 | All Day | 24.0 | 372 | 336 | 372 | 360 | 372 | 360 | 372 | 372 | 360 | 372 | 360 | 334.8 | 295.9632 | 267.3216 | 295.9632 | 286.416 | 295.9632 | 286.416 | 295.9632 | 295.9632 | 286.416 | 295.9632 | 286.416 | 266.3669 | 4342.8 | 3455.1317 | 0.16565
2102 | Ventilation | Supply and Exhaust Fan for Heat Recovery Unit | HRV-17 | Uniform |  |  | 1 |  | 208.0 | 5 | 1.3941018766756000 | 0.75 | 0.75 | 0.765 | 0.7956 |  | 0.5 | All Day | 24.0 | 372 | 336 | 372 | 360 | 372 | 360 | 372 | 372 | 360 | 372 | 360 | 334.8 | 295.9632 | 267.3216 | 295.9632 | 286.416 | 295.9632 | 286.416 | 295.9632 | 295.9632 | 286.416 | 295.9632 | 286.416 | 266.3669 | 4342.8 | 3455.1317 | 0.16565
2103 | Ventilation | Supply and Exhaust Fan for Heat Recovery Unit | HRV-18 | Uniform |  |  | 1 |  | 208.0 | 5 | 1.3941018766756000 | 0.75 | 0.75 | 0.765 | 0.7956 |  | 0.5 | All Day | 24.0 | 372 | 336 | 372 | 360 | 372 | 360 | 372 | 372 | 360 | 372 | 360 | 334.8 | 295.9632 | 267.3216 | 295.9632 | 286.416 | 295.9632 | 286.416 | 295.9632 | 295.9632 | 286.416 | 295.9632 | 286.416 | 266.3669 | 4342.8 | 3455.1317 | 0.16565
2104 | Ventilation | Supply and Exhaust Fan for Heat Recovery Unit | HRV-19 | Uniform |  |  | 1 |  | 208.0 | 5 | 1.3941018766756000 | 0.75 | 0.75 | 0.765 | 0.7956 |  | 0.5 | All Day | 24.0 | 372 | 336 | 372 | 360 | 372 | 360 | 372 | 372 | 360 | 372 | 360 | 334.8 | 295.9632 | 267.3216 | 295.9632 | 286.416 | 295.9632 | 286.416 | 295.9632 | 295.9632 | 286.416 | 295.9632 | 286.416 | 266.3669 | 4342.8 | 3455.1317 | 0.16565
2105 | Ventilation | Supply and Exhaust Fan for Heat Recovery Unit | HRV-20 | Uniform |  |  | 1 |  | 208.0 | 5 | 1.3941018766756000 | 0.75 | 0.75 | 0.765 | 0.7956 |  | 0.5 | All Day | 24.0 | 372 | 336 | 372 | 360 | 372 | 360 | 372 | 372 | 360 | 372 | 360 | 334.8 | 295.9632 | 267.3216 | 295.9632 | 286.416 | 295.9632 | 286.416 | 295.9632 | 295.9632 | 286.416 | 295.9632 | 286.416 | 266.3669 | 4342.8 | 3455.1317 | 0.16565
2106 | Ventilation | Supply and Exhaust Fan for Heat Recovery Unit | HRV-21 | Uniform |  |  | 1 |  | 208.0 | 5 | 1.3941018766756000 | 0.75 | 0.75 | 0.765 | 0.7956 |  | 0.5 | All Day | 24.0 | 372 | 336 | 372 | 360 | 372 | 360 | 372 | 372 | 360 | 372 | 360 | 334.8 | 295.9632 | 267.3216 | 295.9632 | 286.416 | 295.9632 | 286.416 | 295.9632 | 295.9632 | 286.416 | 295.9632 | 286.416 | 266.3669 | 4342.8 | 3455.1317 | 0.16565
2107 | Ventilation | Supply and Exhaust Fan for Heat Recovery Unit | HRV-22 | Uniform |  |  | 1 |  | 208.0 | 5 | 1.3941018766756000 | 0.75 | 0.75 | 0.765 | 0.7956 |  | 0.5 | All Day | 24.0 | 372 | 336 | 372 | 360 | 372 | 360 | 372 | 372 | 360 | 372 | 360 | 334.8 | 295.9632 | 267.3216 | 295.9632 | 286.416 | 295.9632 | 286.416 | 295.9632 | 295.9632 | 286.416 | 295.9632 | 286.416 | 266.3669 | 4342.8 | 3455.1317 | 0.16565
2108 | Ventilation | Supply and Exhaust Fan for Heat Recovery Unit | HRV-23 | Uniform |  |  | 1 |  | 208.0 | 5.8 | 1.6171581769437000 | 0.75 | 0.75 | 0.79 | 0.95306 |  | 0.5 | All Day | 24.0 | 372 | 336 | 372 | 360 | 372 | 360 | 372 | 372 | 360 | 372 | 360 | 334.8 | 354.5368 | 320.2268 | 354.5368 | 343.1002 | 354.5368 | 343.1002 | 354.5368 | 354.5368 | 343.1002 | 354.5368 | 343.1002 | 319.0831 | 4342.8 | 4138.9316 | 0.19843
2109 | Ventilation | Supply and Exhaust Fan for Heat Recovery Unit | HRV-24 | Uniform |  |  | 1 |  | 208.0 | 5.8 | 1.6171581769437000 | 0.75 | 0.75 | 0.79 | 0.95306 |  | 0.5 | All Day | 24.0 | 372 | 336 | 372 | 360 | 372 | 360 | 372 | 372 | 360 | 372 | 360 | 334.8 | 354.5368 | 320.2268 | 354.5368 | 343.1002 | 354.5368 | 343.1002 | 354.5368 | 354.5368 | 343.1002 | 354.5368 | 343.1002 | 319.0831 | 4342.8 | 4138.9316 | 0.19843
2110 | Ventilation | Exhaust Fan | EF-5 | Uniform |  | 0.37 |  |  |  |  | 0.4959785522788200 | 0.75 | 0.75 | 0.7 | 0.37 |  | 0.5 | All Day | 24.0 | 372 | 336 | 372 | 360 | 372 | 360 | 372 | 334.8 | 360 | 372 | 360 | 372 | 137.64 | 124.32 | 137.64 | 133.2 | 137.64 | 133.2 | 137.64 | 123.876 | 133.2 | 137.64 | 133.2 | 137.64 | 4342.8 | 1606.836 | 0.0376
2111 | Ventilation | Exhaust Fan | EF-6 | Uniform |  | 0.37 |  |  |  |  | 0.4959785522788200 | 0.75 | 0.75 | 0.7 | 0.37 |  | 0.5 | All Day | 24.0 | 372 | 336 | 372 | 360 | 372 | 360 | 372 | 334.8 | 360 | 372 | 360 | 372 | 137.64 | 124.32 | 137.64 | 133.2 | 137.64 | 133.2 | 137.64 | 123.876 | 133.2 | 137.64 | 133.2 | 137.64 | 4342.8 | 1606.836 | 0.0376
2112 | Ventilation | Fan | F-9 | Uniform | 0.334 | [5 empty] | 0.334 | 0.75 | 0.75 | 0.7 | 0.24916 |  | 1 | All Day | 24.0 | 744 | 672 | 744 | 720 | 744 | 720 | 744 | 744 | 720 | 744 | 720 | 669.6 | 185.378 | 167.4382 | 185.378 | 179.3981 | 185.378 | 179.3981 | 185.378 | 185.378 | 179.3981 | 185.378 | 179.3981 | 166.8402 | 8685.6 | 2164.1388 | 0.10375
2113 | Ventilation | Fan | F-10 | Uniform | 0.062 | [5 empty] | 0.062 | 0.75 | 0.75 | 0.7 | 0.046252 |  | 1 | All Day | 24.0 | 744 | 672 | 744 | 720 | 744 | 720 | 744 | 744 | 720 | 744 | 720 | 669.6 | 34.4115 | 31.0813 | 34.4115 | 33.3014 | 34.4115 | 33.3014 | 34.4115 | 34.4115 | 33.3014 | 34.4115 | 33.3014 | 30.9703 | 8685.6 | 401.7264 | 0.01926
2114 | Ventilation | Fan | F-11 | Uniform | 0.062 | [5 empty] | 0.062 | 0.75 | 0.75 | 0.7 | 0.046252 |  | 1 | All Day | 24.0 | 744 | 672 | 744 | 720 | 744 | 720 | 744 | 744 | 720 | 744 | 720 | 669.6 | 34.4115 | 31.0813 | 34.4115 | 33.3014 | 34.4115 | 33.3014 | 34.4115 | 34.4115 | 33.3014 | 34.4115 | 33.3014 | 30.9703 | 8685.6 | 401.7264 | 0.01926
2115 | Ventilation | VAV Terminal Box | VAV-2 | Uniform | 0.12 | [5 empty] | 0.12 | 0.75 | 0.75 | 0.7 | 0.08952 |  | 1 | All Day | 24.0 | 744 | 672 | 744 | 720 | 744 | 720 | 744 | 744 | 720 | 744 | 720 | 669.6 | 66.6029 | 60.1574 | 66.6029 | 64.4544 | 66.6029 | 64.4544 | 66.6029 | 66.6029 | 64.4544 | 66.6029 | 64.4544 | 59.9426 | 8685.6 | 777.5349 | 0.037277
2116 | Ventilation | VAV Terminal Box | VAV-4 | Uniform | 0.12 | [5 empty] | 0.12 | 0.75 | 0.75 | 0.7 | 0.08952 |  | 1 | All Day | 24.0 | 744 | 672 | 744 | 720 | 744 | 720 | 744 | 744 | 720 | 744 | 720 | 669.6 | 66.6029 | 60.1574 | 66.6029 | 64.4544 | 66.6029 | 64.4544 | 66.6029 | 66.6029 | 64.4544 | 66.6029 | 64.4544 | 59.9426 | 8685.6 | 777.5349 | 0.037277
2117 | Ventilation | VAV Terminal Box | VAV-5 | Uniform | 0.12 | [5 empty] | 0.12 | 0.75 | 0.75 | 0.7 | 0.08952 |  | 1 | All Day | 24.0 | 744 | 672 | 744 | 720 | 744 | 720 | 744 | 744 | 720 | 744 | 720 | 669.6 | 66.6029 | 60.1574 | 66.6029 | 64.4544 | 66.6029 | 64.4544 | 66.6029 | 66.6029 | 64.4544 | 66.6029 | 64.4544 | 59.9426 | 8685.6 | 777.5349 | 0.037277
2118 | Ventilation | VAV Terminal Box | VAV-6 | Uniform | 0.12 | [5 empty] | 0.12 | 0.75 | 0.75 | 0.7 | 0.08952 |  | 1 | All Day | 24.0 | 744 | 672 | 744 | 720 | 744 | 720 | 744 | 744 | 720 | 744 | 720 | 669.6 | 66.6029 | 60.1574 | 66.6029 | 64.4544 | 66.6029 | 64.4544 | 66.6029 | 66.6029 | 64.4544 | 66.6029 | 64.4544 | 59.9426 | 8685.6 | 777.5349 | 0.037277
2119 | Ventilation | VAV Terminal Box | VAV-7 | Uniform | 0.12 | [5 empty] | 0.12 | 0.75 | 0.75 | 0.7 | 0.08952 |  | 1 | All Day | 24.0 | 744 | 672 | 744 | 720 | 744 | 720 | 744 | 744 | 720 | 744 | 720 | 669.6 | 66.6029 | 60.1574 | 66.6029 | 64.4544 | 66.6029 | 64.4544 | 66.6029 | 66.6029 | 64.4544 | 66.6029 | 64.4544 | 59.9426 | 8685.6 | 777.5349 | 0.037277
2120 | Ventilation | Fan for Variable Flow Fan Coil | FC-1 | Uniform |  | 0.075 |  |  |  |  | 0.10053619302949100 | 0.75 | 0.75 | 0.7 | 0.075 |  | 1 | All Day | 24.0 | 744 | 672 | 744 | 720 | 744 | 720 | 744 | 744 | 720 | 744 | 720 | 669.6 | 55.8 | 50.4 | 55.8 | 54 | 55.8 | 54 | 55.8 | 55.8 | 54 | 55.8 | 54 | 50.22 | 8685.6 | 651.42 | 0.03123
2121 | Ventilation | Fan for Variable Flow Fan Coil | FC-2 | Uniform |  | 0.075 |  |  |  |  | 0.10053619302949100 | 0.75 | 0.75 | 0.7 | 0.075 |  | 1 | All Day | 24.0 | 744 | 672 | 744 | 720 | 744 | 720 | 744 | 744 | 720 | 744 | 720 | 669.6 | 55.8 | 50.4 | 55.8 | 54 | 55.8 | 54 | 55.8 | 55.8 | 54 | 55.8 | 54 | 50.22 | 8685.6 | 651.42 | 0.03123
2122 | Ventilation | Fan for Variable Flow Fan Coil | FC-3 | Uniform |  | 0.075 |  |  |  |  | 0.10053619302949100 | 0.75 | 0.75 | 0.7 | 0.075 |  | 1 | All Day | 24.0 | 744 | 672 | 744 | 720 | 744 | 720 | 744 | 744 | 720 | 744 | 720 | 669.6 | 55.8 | 50.4 | 55.8 | 54 | 55.8 | 54 | 55.8 | 55.8 | 54 | 55.8 | 54 | 50.22 | 8685.6 | 651.42 | 0.03123
2123 | Ventilation | Fan for Variable Flow Fan Coil | FC-4 | Uniform |  | 0.27 |  |  |  |  | 0.36193029490616600 | 0.75 | 0.75 | 0.7 | 0.27 |  | 1 | All Day | 24.0 | 744 | 672 | 744 | 720 | 744 | 720 | 744 | 744 | 720 | 744 | 720 | 669.6 | 200.88 | 181.44 | 200.88 | 194.4 | 200.88 | 194.4 | 200.88 | 200.88 | 194.4 | 200.88 | 194.4 | 180.792 | 8685.6 | 2345.112 | 0.11243
2124 | Ventilation | Fan for Variable Flow Fan Coil | FC-5 | Uniform |  | 0.075 |  |  |  |  | 0.10053619302949100 | 0.75 | 0.75 | 0.7 | 0.075 |  | 1 | All Day | 24.0 | 744 | 672 | 744 | 720 | 744 | 720 | 744 | 744 | 720 | 744 | 720 | 669.6 | 55.8 | 50.4 | 55.8 | 54 | 55.8 | 54 | 55.8 | 55.8 | 54 | 55.8 | 54 | 50.22 | 8685.6 | 651.42 | 0.03123
2125 | Ventilation | Fan for Variable Flow Fan Coil | FC-6 | Uniform |  | 0.085 |  |  |  |  | 0.11394101876675600 | 0.75 | 0.75 | 0.7 | 0.085 |  | 1 | All Day | 24.0 | 744 | 672 | 744 | 720 | 744 | 720 | 744 | 744 | 720 | 744 | 720 | 669.6 | 63.24 | 57.12 | 63.24 | 61.2 | 63.24 | 61.2 | 63.24 | 63.24 | 61.2 | 63.24 | 61.2 | 56.916 | 8685.6 | 738.276 | 0.035394
2126 | Ventilation | Fan for Variable Flow Fan Coil | FC-7 | Uniform |  | 0.14 |  |  |  |  | 0.18766756032171600 | 0.75 | 0.75 | 0.7 | 0.14 |  | 1 | All Day | 24.0 | 744 | 672 | 744 | 720 | 744 | 720 | 744 | 744 | 720 | 744 | 720 | 669.6 | 104.16 | 94.08 | 104.16 | 100.8 | 104.16 | 100.8 | 104.16 | 104.16 | 100.8 | 104.16 | 100.8 | 93.744 | 8685.6 | 1215.984 | 0.058297
2127 | Ventilation | Fan for Variable Flow Fan Coil | FC-8 | Uniform |  | 0.075 |  |  |  |  | 0.10053619302949100 | 0.75 | 0.75 | 0.7 | 0.075 |  | 1 | All Day | 24.0 | 744 | 672 | 744 | 720 | 744 | 720 | 744 | 744 | 720 | 744 | 720 | 669.6 | 55.8 | 50.4 | 55.8 | 54 | 55.8 | 54 | 55.8 | 55.8 | 54 | 55.8 | 54 | 50.22 | 8685.6 | 651.42 | 0.03123
2128 | Ventilation | Fan for Variable Flow Fan Coil | FC-9 | Uniform |  | 0.075 |  |  |  |  | 0.10053619302949100 | 0.75 | 0.75 | 0.7 | 0.075 |  | 1 | All Day | 24.0 | 744 | 672 | 744 | 720 | 744 | 720 | 744 | 744 | 720 | 744 | 720 | 669.6 | 55.8 | 50.4 | 55.8 | 54 | 55.8 | 54 | 55.8 | 55.8 | 54 | 55.8 | 54 | 50.22 | 8685.6 | 651.42 | 0.03123
2129 | Ventilation | Fan for Variable Flow Fan Coil | FC-10 | Uniform |  | 0.075 |  |  |  |  | 0.10053619302949100 | 0.75 | 0.75 | 0.7 | 0.075 |  | 1 | All Day | 24.0 | 744 | 672 | 744 | 720 | 744 | 720 | 744 | 744 | 720 | 744 | 720 | 669.6 | 55.8 | 50.4 | 55.8 | 54 | 55.8 | 54 | 55.8 | 55.8 | 54 | 55.8 | 54 | 50.22 | 8685.6 | 651.42 | 0.03123
2130 | Ventilation | Fan for Variable Flow Fan Coil | FC-11 | Uniform |  | 0.075 |  |  |  |  | 0.10053619302949100 | 0.75 | 0.75 | 0.7 | 0.075 |  | 1 | All Day | 24.0 | 744 | 672 | 744 | 720 | 744 | 720 | 744 | 744 | 720 | 744 | 720 | 669.6 | 55.8 | 50.4 | 55.8 | 54 | 55.8 | 54 | 55.8 | 55.8 | 54 | 55.8 | 54 | 50.22 | 8685.6 | 651.42 | 0.03123
2131 | Ventilation | Fan for Variable Flow Fan Coil | FC-12 | Uniform |  | 0.075 |  |  |  |  | 0.10053619302949100 | 0.75 | 0.75 | 0.7 | 0.075 |  | 1 | All Day | 24.0 | 744 | 672 | 744 | 720 | 744 | 720 | 744 | 744 | 720 | 744 | 720 | 669.6 | 55.8 | 50.4 | 55.8 | 54 | 55.8 | 54 | 55.8 | 55.8 | 54 | 55.8 | 54 | 50.22 | 8685.6 | 651.42 | 0.03123
2132 | Ventilation | Fan for Variable Flow Fan Coil | FC-13 | Uniform |  | 0.14 |  |  |  |  | 0.18766756032171600 | 0.75 | 0.75 | 0.7 | 0.14 |  | 1 | All Day | 24.0 | 744 | 672 | 744 | 720 | 744 | 720 | 744 | 744 | 720 | 744 | 720 | 669.6 | 104.16 | 94.08 | 104.16 | 100.8 | 104.16 | 100.8 | 104.16 | 104.16 | 100.8 | 104.16 | 100.8 | 93.744 | 8685.6 | 1215.984 | 0.058297
2133 | Ventilation | Fan for Variable Flow Fan Coil | FC-14 | Uniform |  | 0.27 |  |  |  |  | 0.36193029490616600 | 0.75 | 0.75 | 0.7 | 0.27 |  | 1 | All Day | 24.0 | 744 | 672 | 744 | 720 | 744 | 720 | 744 | 744 | 720 | 744 | 720 | 669.6 | 200.88 | 181.44 | 200.88 | 194.4 | 200.88 | 194.4 | 200.88 | 200.88 | 194.4 | 200.88 | 194.4 | 180.792 | 8685.6 | 2345.112 | 0.11243
2134 | Ventilation | Fan for Variable Flow Fan Coil | FC-15 | Uniform |  | 0.27 |  |  |  |  | 0.36193029490616600 | 0.75 | 0.75 | 0.7 | 0.27 |  | 1 | All Day | 24.0 | 744 | 672 | 744 | 720 | 744 | 720 | 744 | 744 | 720 | 744 | 720 | 669.6 | 200.88 | 181.44 | 200.88 | 194.4 | 200.88 | 194.4 | 200.88 | 200.88 | 194.4 | 200.88 | 194.4 | 180.792 | 8685.6 | 2345.112 | 0.11243
2135 | Ventilation | Fan for Variable Flow Fan Coil | FC-16 | Uniform |  | 0.075 |  |  |  |  | 0.10053619302949100 | 0.75 | 0.75 | 0.7 | 0.075 |  | 1 | All Day | 24.0 | 744 | 672 | 744 | 720 | 744 | 720 | 744 | 744 | 720 | 744 | 720 | 669.6 | 55.8 | 50.4 | 55.8 | 54 | 55.8 | 54 | 55.8 | 55.8 | 54 | 55.8 | 54 | 50.22 | 8685.6 | 651.42 | 0.03123
2136 | Ventilation | Fan for Variable Flow Fan Coil | FC-17 | Uniform |  | 0.14 |  |  |  |  | 0.18766756032171600 | 0.75 | 0.75 | 0.7 | 0.14 |  | 1 | All Day | 24.0 | 744 | 672 | 744 | 720 | 744 | 720 | 744 | 744 | 720 | 744 | 720 | 669.6 | 104.16 | 94.08 | 104.16 | 100.8 | 104.16 | 100.8 | 104.16 | 104.16 | 100.8 | 104.16 | 100.8 | 93.744 | 8685.6 | 1215.984 | 0.058297
2137 | Ventilation | Fan for Variable Flow Fan Coil | FC-18 | Uniform |  | 0.14 |  |  |  |  | 0.18766756032171600 | 0.75 | 0.75 | 0.7 | 0.14 |  | 1 | All Day | 24.0 | 744 | 672 | 744 | 720 | 744 | 720 | 744 | 744 | 720 | 744 | 720 | 669.6 | 104.16 | 94.08 | 104.16 | 100.8 | 104.16 | 100.8 | 104.16 | 104.16 | 100.8 | 104.16 | 100.8 | 93.744 | 8685.6 | 1215.984 | 0.058297
2138 | Ventilation | Fan for Variable Flow Fan Coil | FC-19 | Uniform |  | 0.14 |  |  |  |  | 0.18766756032171600 | 0.75 | 0.75 | 0.7 | 0.14 |  | 1 | All Day | 24.0 | 744 | 672 | 744 | 720 | 744 | 720 | 744 | 744 | 720 | 744 | 720 | 669.6 | 104.16 | 94.08 | 104.16 | 100.8 | 104.16 | 100.8 | 104.16 | 104.16 | 100.8 | 104.16 | 100.8 | 93.744 | 8685.6 | 1215.984 | 0.058297
2139 | Ventilation | Fan for Variable Flow Fan Coil | FC-20 | Uniform |  | 0.075 |  |  |  |  | 0.10053619302949100 | 0.75 | 0.75 | 0.7 | 0.075 |  | 1 | All Day | 24.0 | 744 | 672 | 744 | 720 | 744 | 720 | 744 | 744 | 720 | 744 | 720 | 669.6 | 55.8 | 50.4 | 55.8 | 54 | 55.8 | 54 | 55.8 | 55.8 | 54 | 55.8 | 54 | 50.22 | 8685.6 | 651.42 | 0.03123
2140 | Ventilation | Fan for Variable Flow Fan Coil | FC-21 | Uniform |  | 0.14 |  |  |  |  | 0.18766756032171600 | 0.75 | 0.75 | 0.7 | 0.14 |  | 1 | All Day | 24.0 | 744 | 672 | 744 | 720 | 744 | 720 | 744 | 744 | 720 | 744 | 720 | 669.6 | 104.16 | 94.08 | 104.16 | 100.8 | 104.16 | 100.8 | 104.16 | 104.16 | 100.8 | 104.16 | 100.8 | 93.744 | 8685.6 | 1215.984 | 0.058297
2141 | Ventilation | Fan for Variable Flow Fan Coil | FC-22 | Uniform |  | 0.075 |  |  |  |  | 0.10053619302949100 | 0.75 | 0.75 | 0.7 | 0.075 |  | 1 | All Day | 24.0 | 744 | 672 | 744 | 720 | 744 | 720 | 744 | 744 | 720 | 744 | 720 | 669.6 | 55.8 | 50.4 | 55.8 | 54 | 55.8 | 54 | 55.8 | 55.8 | 54 | 55.8 | 54 | 50.22 | 8685.6 | 651.42 | 0.03123
2142 | Ventilation | Fan for Variable Flow Fan Coil | FC-23 | Uniform |  | 0.14 |  |  |  |  | 0.18766756032171600 | 0.75 | 0.75 | 0.7 | 0.14 |  | 1 | All Day | 24.0 | 744 | 672 | 744 | 720 | 744 | 720 | 744 | 744 | 720 | 744 | 720 | 669.6 | 104.16 | 94.08 | 104.16 | 100.8 | 104.16 | 100.8 | 104.16 | 104.16 | 100.8 | 104.16 | 100.8 | 93.744 | 8685.6 | 1215.984 | 0.058297
2143 | Ventilation | Fan for Variable Flow Fan Coil | FC-24 | Uniform |  | 0.075 |  |  |  |  | 0.10053619302949100 | 0.75 | 0.75 | 0.7 | 0.075 |  | 1 | All Day | 24.0 | 744 | 672 | 744 | 720 | 744 | 720 | 744 | 744 | 720 | 744 | 720 | 669.6 | 55.8 | 50.4 | 55.8 | 54 | 55.8 | 54 | 55.8 | 55.8 | 54 | 55.8 | 54 | 50.22 | 8685.6 | 651.42 | 0.03123
2144 | Ventilation | Fan for Variable Flow Fan Coil | FC-25 | Uniform |  | 0.075 |  |  |  |  | 0.10053619302949100 | 0.75 | 0.75 | 0.7 | 0.075 |  | 1 | All Day | 24.0 | 744 | 672 | 744 | 720 | 744 | 720 | 744 | 744 | 720 | 744 | 720 | 669.6 | 55.8 | 50.4 | 55.8 | 54 | 55.8 | 54 | 55.8 | 55.8 | 54 | 55.8 | 54 | 50.22 | 8685.6 | 651.42 | 0.03123
2145 | Ventilation | Fan for Variable Flow Fan Coil | FC-26 | Uniform |  | 0.14 |  |  |  |  | 0.18766756032171600 | 0.75 | 0.75 | 0.7 | 0.14 |  | 1 | All Day | 24.0 | 744 | 672 | 744 | 720 | 744 | 720 | 744 | 744 | 720 | 744 | 720 | 669.6 | 104.16 | 94.08 | 104.16 | 100.8 | 104.16 | 100.8 | 104.16 | 104.16 | 100.8 | 104.16 | 100.8 | 93.744 | 8685.6 | 1215.984 | 0.058297
2146 | Ventilation | Fan for Variable Flow Fan Coil | FC-27 | Uniform |  | 0.075 |  |  |  |  | 0.10053619302949100 | 0.75 | 0.75 | 0.7 | 0.075 |  | 1 | All Day | 24.0 | 744 | 672 | 744 | 720 | 744 | 720 | 744 | 744 | 720 | 744 | 720 | 669.6 | 55.8 | 50.4 | 55.8 | 54 | 55.8 | 54 | 55.8 | 55.8 | 54 | 55.8 | 54 | 50.22 | 8685.6 | 651.42 | 0.03123
2147 | Ventilation | Fan for Variable Flow Fan Coil | FC-28 | Uniform |  | 0.075 |  |  |  |  | 0.10053619302949100 | 0.75 | 0.75 | 0.7 | 0.075 |  | 1 | All Day | 24.0 | 744 | 672 | 744 | 720 | 744 | 720 | 744 | 744 | 720 | 744 | 720 | 669.6 | 55.8 | 50.4 | 55.8 | 54 | 55.8 | 54 | 55.8 | 55.8 | 54 | 55.8 | 54 | 50.22 | 8685.6 | 651.42 | 0.03123
2148 | Ventilation | Fan for Variable Flow Fan Coil | FC-29 | Uniform |  | 0.075 |  |  |  |  | 0.10053619302949100 | 0.75 | 0.75 | 0.7 | 0.075 |  | 1 | All Day | 24.0 | 744 | 672 | 744 | 720 | 744 | 720 | 744 | 744 | 720 | 744 | 720 | 669.6 | 55.8 | 50.4 | 55.8 | 54 | 55.8 | 54 | 55.8 | 55.8 | 54 | 55.8 | 54 | 50.22 | 8685.6 | 651.42 | 0.03123
2149 | Ventilation | Fan for Variable Flow Fan Coil | FC-30 | Uniform |  | 0.14 |  |  |  |  | 0.18766756032171600 | 0.75 | 0.75 | 0.7 | 0.14 |  | 1 | All Day | 24.0 | 744 | 672 | 744 | 720 | 744 | 720 | 744 | 744 | 720 | 744 | 720 | 669.6 | 104.16 | 94.08 | 104.16 | 100.8 | 104.16 | 100.8 | 104.16 | 104.16 | 100.8 | 104.16 | 100.8 | 93.744 | 8685.6 | 1215.984 | 0.058297
2150 | Ventilation | Fan for Variable Flow Fan Coil | FC-31 | Uniform |  | 0.075 |  |  |  |  | 0.10053619302949100 | 0.75 | 0.75 | 0.7 | 0.075 |  | 1 | All Day | 24.0 | 744 | 672 | 744 | 720 | 744 | 720 | 744 | 744 | 720 | 744 | 720 | 669.6 | 55.8 | 50.4 | 55.8 | 54 | 55.8 | 54 | 55.8 | 55.8 | 54 | 55.8 | 54 | 50.22 | 8685.6 | 651.42 | 0.03123
2151 | Ventilation | Fan for Variable Flow Fan Coil | FC-32 | Uniform |  | 0.075 |  |  |  |  | 0.10053619302949100 | 0.75 | 0.75 | 0.7 | 0.075 |  | 1 | All Day | 24.0 | 744 | 672 | 744 | 720 | 744 | 720 | 744 | 744 | 720 | 744 | 720 | 669.6 | 55.8 | 50.4 | 55.8 | 54 | 55.8 | 54 | 55.8 | 55.8 | 54 | 55.8 | 54 | 50.22 | 8685.6 | 651.42 | 0.03123
2152 | Ventilation | Fan for Variable Flow Fan Coil | FC-33 | Uniform |  | 0.075 |  |  |  |  | 0.10053619302949100 | 0.75 | 0.75 | 0.7 | 0.075 |  | 1 | All Day | 24.0 | 744 | 672 | 744 | 720 | 744 | 720 | 744 | 744 | 720 | 744 | 720 | 669.6 | 55.8 | 50.4 | 55.8 | 54 | 55.8 | 54 | 55.8 | 55.8 | 54 | 55.8 | 54 | 50.22 | 8685.6 | 651.42 | 0.03123
2153 | Ventilation | Fan for Variable Flow Fan Coil | FC-34 | Uniform |  | 0.14 |  |  |  |  | 0.18766756032171600 | 0.75 | 0.75 | 0.7 | 0.14 |  | 1 | All Day | 24.0 | 744 | 672 | 744 | 720 | 744 | 720 | 744 | 744 | 720 | 744 | 720 | 669.6 | 104.16 | 94.08 | 104.16 | 100.8 | 104.16 | 100.8 | 104.16 | 104.16 | 100.8 | 104.16 | 100.8 | 93.744 | 8685.6 | 1215.984 | 0.058297
2154 | Ventilation | Fan | L0-F-01 | Uniform |  | 0.0263 |  |  |  |  | 0.03525469168900800 | 0.75 | 0.75 | 0.7 | 0.0263 |  | 1 | All Day | 24.0 | 744 | 672 | 744 | 720 | 744 | 720 | 744 | 744 | 720 | 744 | 720 | 669.6 | 19.5672 | 17.6736 | 19.5672 | 18.936 | 19.5672 | 18.936 | 19.5672 | 19.5672 | 18.936 | 19.5672 | 18.936 | 17.6105 | 8685.6 | 228.4313 | 0.010951
2155 | Ventilation | Fan | L1-F-01 | Uniform |  | 0.217 |  |  |  |  | 0.2908847184986600 | 0.75 | 0.75 | 0.7 | 0.217 |  | 1 | All Day | 24.0 | 744 | 672 | 744 | 720 | 744 | 720 | 744 | 744 | 720 | 744 | 720 | 669.6 | 161.448 | 145.824 | 161.448 | 156.24 | 161.448 | 156.24 | 161.448 | 161.448 | 156.24 | 161.448 | 156.24 | 145.3032 | 8685.6 | 1884.7752 | 0.09036
2156 | Ventilation | Fan | L2-F-01 | Uniform |  |  | 1 |  | 115.0 | 0.61 | 0.09403485254691690 | 0.75 | 0.75 | 0.67 | 0.047001 |  | 1 | All Day | 24.0 | 744 | 672 | 744 | 720 | 744 | 720 | 744 | 744 | 720 | 744 | 720 | 669.6 | 34.9684 | 31.5843 | 34.9684 | 33.8404 | 34.9684 | 33.8404 | 34.9684 | 34.9684 | 33.8404 | 34.9684 | 33.8404 | 31.4715 | 8685.6 | 408.2275 | 0.019571
2157 | Ventilation | Fan | L3-F-01 | Uniform |  |  | 1 |  | 120.0 | 0.61 | 0.09812332439678280 | 0.75 | 0.75 | 0.67 | 0.049044 |  | 1 | All Day | 24.0 | 744 | 672 | 744 | 720 | 744 | 720 | 744 | 744 | 720 | 744 | 720 | 669.6 | 36.4887 | 32.9576 | 36.4887 | 35.3117 | 36.4887 | 35.3117 | 36.4887 | 36.4887 | 35.3117 | 36.4887 | 35.3117 | 32.8399 | 8685.6 | 425.9766 | 0.020422
2158 | Ventilation | Fan Coil | L0-FC-01 | Uniform |  |  | 1 |  | 208.0 | 0.79 | 0.2202680965147450 | 0.75 | 0.75 | 0.67 | 0.11009 |  | 1 | All Day | 24.0 | 744 | 672 | 744 | 720 | 744 | 720 | 744 | 744 | 720 | 744 | 720 | 669.6 | 81.9102 | 73.9834 | 81.9102 | 79.268 | 81.9102 | 79.268 | 81.9102 | 81.9102 | 79.268 | 81.9102 | 79.268 | 73.7192 | 8685.6 | 956.2359 | 0.045844
2159 | Ventilation | Fan Coil | L0-FC-02 | Uniform |  |  | 1 |  | 208.0 | 0.78 | 0.2174798927613940 | 0.75 | 0.75 | 0.67 | 0.1087 |  | 1 | All Day | 24.0 | 744 | 672 | 744 | 720 | 744 | 720 | 744 | 744 | 720 | 744 | 720 | 669.6 | 80.8734 | 73.0469 | 80.8734 | 78.2646 | 80.8734 | 78.2646 | 80.8734 | 80.8734 | 78.2646 | 80.8734 | 78.2646 | 72.7861 | 8685.6 | 944.1317 | 0.045264
2160 | Ventilation | Fan Coil | L0-FC-03 | Uniform |  |  | 1 |  | 208.0 | 0.79 | 0.2202680965147450 | 0.75 | 0.75 | 0.67 | 0.11009 |  | 1 | All Day | 24.0 | 744 | 672 | 744 | 720 | 744 | 720 | 744 | 744 | 720 | 744 | 720 | 669.6 | 81.9102 | 73.9834 | 81.9102 | 79.268 | 81.9102 | 79.268 | 81.9102 | 81.9102 | 79.268 | 81.9102 | 79.268 | 73.7192 | 8685.6 | 956.2359 | 0.045844
2161 | Ventilation | Fan Coil | L0-FC-04 | Uniform |  |  | 1 |  | 208.0 | 0.72 | 0.20075067024128700 | 0.75 | 0.75 | 0.67 | 0.10034 |  | 1 | All Day | 24.0 | 744 | 672 | 744 | 720 | 744 | 720 | 744 | 744 | 720 | 744 | 720 | 669.6 | 74.6524 | 67.4279 | 74.6524 | 72.2442 | 74.6524 | 72.2442 | 74.6524 | 74.6524 | 72.2442 | 74.6524 | 72.2442 | 67.1871 | 8685.6 | 871.5062 | 0.041782
2162 | Ventilation | Fan Coil | L0-FC-05 | Uniform |  |  | 1 |  | 208.0 | 0.7 | 0.19517426273458400 | 0.75 | 0.75 | 0.67 | 0.097552 |  | 1 | All Day | 24.0 | 744 | 672 | 744 | 720 | 744 | 720 | 744 | 744 | 720 | 744 | 720 | 669.6 | 72.5787 | 65.5549 | 72.5787 | 70.2374 | 72.5787 | 70.2374 | 72.5787 | 72.5787 | 70.2374 | 72.5787 | 70.2374 | 65.3208 | 8685.6 | 847.2977 | 0.040621
2163 | Ventilation | Fan Coil | L0-FC-06 | Uniform |  |  | 1 |  | 208.0 | 0.75 | 0.20911528150134000 | 0.75 | 0.75 | 0.67 | 0.10452 |  | 1 | All Day | 24.0 | 744 | 672 | 744 | 720 | 744 | 720 | 744 | 744 | 720 | 744 | 720 | 669.6 | 77.7629 | 70.2374 | 77.7629 | 75.2544 | 77.7629 | 75.2544 | 77.7629 | 77.7629 | 75.2544 | 77.7629 | 75.2544 | 69.9866 | 8685.6 | 907.8189 | 0.043523
2164 | Ventilation | Fan Coil | L0-FC-07 | Uniform |  |  | 1 |  | 208.0 | 0.3 | 0.08364611260053620 | 0.75 | 0.75 | 0.67 | 0.041808 |  | 1 | All Day | 24.0 | 744 | 672 | 744 | 720 | 744 | 720 | 744 | 744 | 720 | 744 | 720 | 669.6 | 31.1052 | 28.095 | 31.1052 | 30.1018 | 31.1052 | 30.1018 | 31.1052 | 31.1052 | 30.1018 | 31.1052 | 30.1018 | 27.9946 | 8685.6 | 363.1276 | 0.017409
2165 | Ventilation | Fan Coil | L0-FC-08 | Uniform |  |  | 1 |  | 208.0 | 0.48 | 0.1338337801608580 | 0.75 | 0.75 | 0.67 | 0.066893 |  | 1 | All Day | 24.0 | 744 | 672 | 744 | 720 | 744 | 720 | 744 | 744 | 720 | 744 | 720 | 669.6 | 49.7682 | 44.952 | 49.7682 | 48.1628 | 49.7682 | 48.1628 | 49.7682 | 49.7682 | 48.1628 | 49.7682 | 48.1628 | 44.7914 | 8685.6 | 581.0041 | 0.027854
2166 | Ventilation | Fan Coil | L0-FC-09 | Uniform |  |  | 1 |  | 208.0 | 0.48 | 0.1338337801608580 | 0.75 | 0.75 | 0.67 | 0.066893 |  | 1 | All Day | 24.0 | 744 | 672 | 744 | 720 | 744 | 720 | 744 | 744 | 720 | 744 | 720 | 669.6 | 49.7682 | 44.952 | 49.7682 | 48.1628 | 49.7682 | 48.1628 | 49.7682 | 49.7682 | 48.1628 | 49.7682 | 48.1628 | 44.7914 | 8685.6 | 581.0041 | 0.027854
2167 | Ventilation | Fan Coil | L2-FC-01 | Uniform |  |  | 1 |  | 208.0 | 0.6 | 0.16729222520107200 | 0.75 | 0.75 | 0.67 | 0.083616 |  | 1 | All Day | 24.0 | 744 | 672 | 744 | 720 | 744 | 720 | 744 | 744 | 720 | 744 | 720 | 669.6 | 62.2103 | 56.19 | 62.2103 | 60.2035 | 62.2103 | 60.2035 | 62.2103 | 62.2103 | 60.2035 | 62.2103 | 60.2035 | 55.9893 | 8685.6 | 726.2551 | 0.034818
2168 | Ventilation | Fan Coil | L2-FC-02 | Uniform |  |  | 1 |  | 208.0 | 0.4 | 0.11152815013404800 | 0.75 | 0.75 | 0.67 | 0.055744 |  | 1 | All Day | 24.0 | 744 | 672 | 744 | 720 | 744 | 720 | 744 | 744 | 720 | 744 | 720 | 669.6 | 41.4735 | 37.46 | 41.4735 | 40.1357 | 41.4735 | 40.1357 | 41.4735 | 41.4735 | 40.1357 | 41.4735 | 40.1357 | 37.3262 | 8685.6 | 484.1701 | 0.023212
2169 | Ventilation | Fan Coil | L2-FC-03 | Uniform |  |  | 1 |  | 208.0 | 0.46 | 0.1282573726541560 | 0.75 | 0.75 | 0.67 | 0.064106 |  | 1 | All Day | 24.0 | 744 | 672 | 744 | 720 | 744 | 720 | 744 | 744 | 720 | 744 | 720 | 669.6 | 47.6946 | 43.079 | 47.6946 | 46.156 | 47.6946 | 46.156 | 47.6946 | 47.6946 | 46.156 | 47.6946 | 46.156 | 42.9251 | 8685.6 | 556.7956 | 0.026694
2170 | Ventilation | Fan Coil | L2-FC-04 | Uniform |  |  | 1 |  | 208.0 | 0.5 | 0.1394101876675600 | 0.75 | 0.75 | 0.67 | 0.06968 |  | 1 | All Day | 24.0 | 744 | 672 | 744 | 720 | 744 | 720 | 744 | 744 | 720 | 744 | 720 | 669.6 | 51.8419 | 46.825 | 51.8419 | 50.1696 | 51.8419 | 50.1696 | 51.8419 | 51.8419 | 50.1696 | 51.8419 | 50.1696 | 46.6577 | 8685.6 | 605.2126 | 0.029015
2171 | Ventilation | Fan Coil | L2-FC-05 | Uniform |  |  | 1 |  | 208.0 | 0.6 | 0.16729222520107200 | 0.75 | 0.75 | 0.67 | 0.083616 |  | 1 | All Day | 24.0 | 744 | 672 | 744 | 720 | 744 | 720 | 744 | 744 | 720 | 744 | 720 | 669.6 | 62.2103 | 56.19 | 62.2103 | 60.2035 | 62.2103 | 60.2035 | 62.2103 | 62.2103 | 60.2035 | 62.2103 | 60.2035 | 55.9893 | 8685.6 | 726.2551 | 0.034818
2172 | Ventilation | Fan Coil | L2-FC-06 | Uniform |  |  | 1 |  | 208.0 | 0.7 | 0.19517426273458400 | 0.75 | 0.75 | 0.67 | 0.097552 |  | 1 | All Day | 24.0 | 744 | 672 | 744 | 720 | 744 | 720 | 744 | 744 | 720 | 744 | 720 | 669.6 | 72.5787 | 65.5549 | 72.5787 | 70.2374 | 72.5787 | 70.2374 | 72.5787 | 72.5787 | 70.2374 | 72.5787 | 70.2374 | 65.3208 | 8685.6 | 847.2977 | 0.040621
2173 | Ventilation | Fan Coil | L2-FC-07 | Uniform |  |  | 1 |  | 208.0 | 0.5 | 0.1394101876675600 | 0.75 | 0.75 | 0.67 | 0.06968 |  | 1 | All Day | 24.0 | 744 | 672 | 744 | 720 | 744 | 720 | 744 | 744 | 720 | 744 | 720 | 669.6 | 51.8419 | 46.825 | 51.8419 | 50.1696 | 51.8419 | 50.1696 | 51.8419 | 51.8419 | 50.1696 | 51.8419 | 50.1696 | 46.6577 | 8685.6 | 605.2126 | 0.029015
2174 | Ventilation | Fan Coil | L2-FC-08 | Uniform |  |  | 1 |  | 208.0 | 0.7 | 0.19517426273458400 | 0.75 | 0.75 | 0.67 | 0.097552 |  | 1 | All Day | 24.0 | 744 | 672 | 744 | 720 | 744 | 720 | 744 | 744 | 720 | 744 | 720 | 669.6 | 72.5787 | 65.5549 | 72.5787 | 70.2374 | 72.5787 | 70.2374 | 72.5787 | 72.5787 | 70.2374 | 72.5787 | 70.2374 | 65.3208 | 8685.6 | 847.2977 | 0.040621
2175 | Ventilation | Fan Coil | L3-FC-01 | Uniform |  |  | 1 |  | 208.0 | 0.28 | 0.07806970509383380 | 0.75 | 0.75 | 0.67 | 0.039021 |  | 1 | All Day | 24.0 | 744 | 672 | 744 | 720 | 744 | 720 | 744 | 744 | 720 | 744 | 720 | 669.6 | 29.0315 | 26.222 | 29.0315 | 28.095 | 29.0315 | 28.095 | 29.0315 | 29.0315 | 28.095 | 29.0315 | 28.095 | 26.1283 | 8685.6 | 338.9191 | 0.016248
2176 | Ventilation | Fan Coil | L3-FC-02 | Uniform |  |  | 1 |  | 208.0 | 0.71 | 0.19796246648793600 | 0.75 | 0.75 | 0.67 | 0.098946 |  | 1 | All Day | 24.0 | 744 | 672 | 744 | 720 | 744 | 720 | 744 | 744 | 720 | 744 | 720 | 669.6 | 73.6155 | 66.4914 | 73.6155 | 71.2408 | 73.6155 | 71.2408 | 73.6155 | 73.6155 | 71.2408 | 73.6155 | 71.2408 | 66.254 | 8685.6 | 859.4019 | 0.041201
2177 | Ventilation | Fan Coil | L3-FC-03 | Uniform |  |  | 1 |  | 208.0 | 0.16 | 0.04461126005361930 | 0.75 | 0.75 | 0.67 | 0.022298 |  | 1 | All Day | 24.0 | 744 | 672 | 744 | 720 | 744 | 720 | 744 | 744 | 720 | 744 | 720 | 669.6 | 16.5894 | 14.984 | 16.5894 | 16.0543 | 16.5894 | 16.0543 | 16.5894 | 16.5894 | 16.0543 | 16.5894 | 16.0543 | 14.9305 | 8685.6 | 193.668 | 0.0092848
2178 | Ventilation | Fan Coil | L3-FC-04 | Uniform |  |  | 1 |  | 208.0 | 0.73 | 0.20353887399463800 | 0.75 | 0.75 | 0.67 | 0.10173 |  | 1 | All Day | 24.0 | 744 | 672 | 744 | 720 | 744 | 720 | 744 | 744 | 720 | 744 | 720 | 669.6 | 75.6892 | 68.3644 | 75.6892 | 73.2476 | 75.6892 | 73.2476 | 75.6892 | 75.6892 | 73.2476 | 75.6892 | 73.2476 | 68.1203 | 8685.6 | 883.6104 | 0.042362
2179 | Ventilation | Fan Coil | L3-FC-05 | Uniform |  |  | 1 |  | 208.0 | 0.73 | 0.20353887399463800 | 0.75 | 0.75 | 0.67 | 0.10173 |  | 1 | All Day | 24.0 | 744 | 672 | 744 | 720 | 744 | 720 | 744 | 744 | 720 | 744 | 720 | 669.6 | 75.6892 | 68.3644 | 75.6892 | 73.2476 | 75.6892 | 73.2476 | 75.6892 | 75.6892 | 73.2476 | 75.6892 | 73.2476 | 68.1203 | 8685.6 | 883.6104 | 0.042362
2180 | Ventilation | Fan Coil | L3-FC-06 | Uniform |  |  | 1 |  | 208.0 | 0.7 | 0.19517426273458400 | 0.75 | 0.75 | 0.67 | 0.097552 |  | 1 | All Day | 24.0 | 744 | 672 | 744 | 720 | 744 | 720 | 744 | 744 | 720 | 744 | 720 | 669.6 | 72.5787 | 65.5549 | 72.5787 | 70.2374 | 72.5787 | 70.2374 | 72.5787 | 72.5787 | 70.2374 | 72.5787 | 70.2374 | 65.3208 | 8685.6 | 847.2977 | 0.040621
2181 | Ventilation | Fan Coil | L3-FC-07 | Uniform |  |  | 1 |  | 208.0 | 0.35 | 0.09758713136729220 | 0.75 | 0.75 | 0.67 | 0.048776 |  | 1 | All Day | 24.0 | 744 | 672 | 744 | 720 | 744 | 720 | 744 | 744 | 720 | 744 | 720 | 669.6 | 36.2893 | 32.7775 | 36.2893 | 35.1187 | 36.2893 | 35.1187 | 36.2893 | 36.2893 | 35.1187 | 36.2893 | 35.1187 | 32.6604 | 8685.6 | 423.6488 | 0.020311
2182 | Ventilation | Fan Coil | L3-FC-08 | Uniform |  |  | 1 |  | 208.0 | 0.53 | 0.14777479892761400 | 0.75 | 0.75 | 0.67 | 0.073861 |  | 1 | All Day | 24.0 | 744 | 672 | 744 | 720 | 744 | 720 | 744 | 744 | 720 | 744 | 720 | 669.6 | 54.9524 | 49.6345 | 54.9524 | 53.1798 | 54.9524 | 53.1798 | 54.9524 | 54.9524 | 53.1798 | 54.9524 | 53.1798 | 49.4572 | 8685.6 | 641.5254 | 0.030756
2183 | Ventilation | Fan Coil | L3-FC-09 | Uniform |  |  | 1 |  | 208.0 | 0.38 | 0.10595174262734600 | 0.75 | 0.75 | 0.67 | 0.052957 |  | 1 | All Day | 24.0 | 744 | 672 | 744 | 720 | 744 | 720 | 744 | 744 | 720 | 744 | 720 | 669.6 | 39.3999 | 35.587 | 39.3999 | 38.1289 | 39.3999 | 38.1289 | 39.3999 | 39.3999 | 38.1289 | 39.3999 | 38.1289 | 35.4599 | 8685.6 | 459.9616 | 0.022051
2184 | Ventilation | Fan Coil | L3-FC-10 | Uniform |  |  | 1 |  | 208.0 | 0.42 | 0.11710455764075100 | 0.75 | 0.75 | 0.67 | 0.058531 |  | 1 | All Day | 24.0 | 744 | 672 | 744 | 720 | 744 | 720 | 744 | 744 | 720 | 744 | 720 | 669.6 | 43.5472 | 39.333 | 43.5472 | 42.1425 | 43.5472 | 42.1425 | 43.5472 | 43.5472 | 42.1425 | 43.5472 | 42.1425 | 39.1925 | 8685.6 | 508.3786 | 0.024373
2185 | Ventilation | Fan Coil | L3-FC-11 | Uniform |  |  | 1 |  | 208.0 | 0.49 | 0.1366219839142090 | 0.75 | 0.75 | 0.67 | 0.068286 |  | 1 | All Day | 24.0 | 744 | 672 | 744 | 720 | 744 | 720 | 744 | 744 | 720 | 744 | 720 | 669.6 | 50.8051 | 45.8885 | 50.8051 | 49.1662 | 50.8051 | 49.1662 | 50.8051 | 50.8051 | 49.1662 | 50.8051 | 49.1662 | 45.7246 | 8685.6 | 593.1084 | 0.028435
2186 | Ventilation | Fan Coil | L4-FC-01 | Uniform |  |  | 1 |  | 208.0 | 0.54 | 0.15056300268096500 | 0.75 | 0.75 | 0.67 | 0.075254 |  | 1 | All Day | 24.0 | 744 | 672 | 744 | 720 | 744 | 720 | 744 | 744 | 720 | 744 | 720 | 669.6 | 55.9893 | 50.571 | 55.9893 | 54.1832 | 55.9893 | 54.1832 | 55.9893 | 55.9893 | 54.1832 | 55.9893 | 54.1832 | 50.3903 | 8685.6 | 653.6296 | 0.031336
2187 | Ventilation | Fan Coil | L4-FC-02 | Uniform |  |  | 1 |  | 208.0 | 0.42 | 0.11710455764075100 | 0.75 | 0.75 | 0.67 | 0.058531 |  | 1 | All Day | 24.0 | 744 | 672 | 744 | 720 | 744 | 720 | 744 | 744 | 720 | 744 | 720 | 669.6 | 43.5472 | 39.333 | 43.5472 | 42.1425 | 43.5472 | 42.1425 | 43.5472 | 43.5472 | 42.1425 | 43.5472 | 42.1425 | 39.1925 | 8685.6 | 508.3786 | 0.024373
2188 | Ventilation | Fan Coil | L4-FC-03 | Uniform |  |  | 1 |  | 208.0 | 0.29 | 0.08085790884718500 | 0.75 | 0.75 | 0.67 | 0.040414 |  | 1 | All Day | 24.0 | 744 | 672 | 744 | 720 | 744 | 720 | 744 | 744 | 720 | 744 | 720 | 669.6 | 30.0683 | 27.1585 | 30.0683 | 29.0984 | 30.0683 | 29.0984 | 30.0683 | 30.0683 | 29.0984 | 30.0683 | 29.0984 | 27.0615 | 8685.6 | 351.0233 | 0.016829
2189 | Ventilation | Fan Coil | L4-FC-04 | Uniform |  |  | 1 |  | 208.0 | 0.29 | 0.08085790884718500 | 0.75 | 0.75 | 0.67 | 0.040414 |  | 1 | All Day | 24.0 | 744 | 672 | 744 | 720 | 744 | 720 | 744 | 744 | 720 | 744 | 720 | 669.6 | 30.0683 | 27.1585 | 30.0683 | 29.0984 | 30.0683 | 29.0984 | 30.0683 | 30.0683 | 29.0984 | 30.0683 | 29.0984 | 27.0615 | 8685.6 | 351.0233 | 0.016829
2190 | Ventilation | Fan Coil | L4-FC-05 | Uniform |  |  | 1 |  | 208.0 | 0.54 | 0.15056300268096500 | 0.75 | 0.75 | 0.67 | 0.075254 |  | 1 | All Day | 24.0 | 744 | 672 | 744 | 720 | 744 | 720 | 744 | 744 | 720 | 744 | 720 | 669.6 | 55.9893 | 50.571 | 55.9893 | 54.1832 | 55.9893 | 54.1832 | 55.9893 | 55.9893 | 54.1832 | 55.9893 | 54.1832 | 50.3903 | 8685.6 | 653.6296 | 0.031336
2191 | Ventilation | Fan Coil | L4-FC-06 | Uniform |  |  | 1 |  | 208.0 | 0.31 | 0.08643431635388740 | 0.75 | 0.75 | 0.67 | 0.043202 |  | 1 | All Day | 24.0 | 744 | 672 | 744 | 720 | 744 | 720 | 744 | 744 | 720 | 744 | 720 | 669.6 | 32.142 | 29.0315 | 32.142 | 31.1052 | 32.142 | 31.1052 | 32.142 | 32.142 | 31.1052 | 32.142 | 31.1052 | 28.9278 | 8685.6 | 375.2318 | 0.017989
2192 | Ventilation | Fan Coil | L4-FC-07 | Uniform |  |  | 1 |  | 208.0 | 0.66 | 0.18402144772118000 | 0.75 | 0.75 | 0.67 | 0.091978 |  | 1 | All Day | 24.0 | 744 | 672 | 744 | 720 | 744 | 720 | 744 | 744 | 720 | 744 | 720 | 669.6 | 68.4313 | 61.8089 | 68.4313 | 66.2239 | 68.4313 | 66.2239 | 68.4313 | 68.4313 | 66.2239 | 68.4313 | 66.2239 | 61.5882 | 8685.6 | 798.8806 | 0.0383
2193 | Ventilation | Fan Coil | L4-FC-08 | Uniform |  |  | 1 |  | 208.0 | 0.27 | 0.07528150134048260 | 0.75 | 0.75 | 0.67 | 0.037627 |  | 1 | All Day | 24.0 | 744 | 672 | 744 | 720 | 744 | 720 | 744 | 744 | 720 | 744 | 720 | 669.6 | 27.9946 | 25.2855 | 27.9946 | 27.0916 | 27.9946 | 27.0916 | 27.9946 | 27.9946 | 27.0916 | 27.9946 | 27.0916 | 25.1952 | 8685.6 | 326.8148 | 0.015668
2194 | Ventilation | Fan Coil | L4-FC-09 | Uniform |  |  | 1 |  | 208.0 | 0.31 | 0.08643431635388740 | 0.75 | 0.75 | 0.67 | 0.043202 |  | 1 | All Day | 24.0 | 744 | 672 | 744 | 720 | 744 | 720 | 744 | 744 | 720 | 744 | 720 | 669.6 | 32.142 | 29.0315 | 32.142 | 31.1052 | 32.142 | 31.1052 | 32.142 | 32.142 | 31.1052 | 32.142 | 31.1052 | 28.9278 | 8685.6 | 375.2318 | 0.017989
2195 | Ventilation | Fan Coil | L4-FC-10 | Uniform |  |  | 1 |  | 208.0 | 0.52 | 0.1449865951742630 | 0.75 | 0.75 | 0.67 | 0.072467 |  | 1 | All Day | 24.0 | 744 | 672 | 744 | 720 | 744 | 720 | 744 | 744 | 720 | 744 | 720 | 669.6 | 53.9156 | 48.698 | 53.9156 | 52.1764 | 53.9156 | 52.1764 | 53.9156 | 53.9156 | 52.1764 | 53.9156 | 52.1764 | 48.524 | 8685.6 | 629.4211 | 0.030176
2196 | Ventilation | Fan Coil | L4-FC-11 | Uniform |  |  | 1 |  | 208.0 | 0.61 | 0.17008042895442400 | 0.75 | 0.75 | 0.67 | 0.08501 |  | 1 | All Day | 24.0 | 744 | 672 | 744 | 720 | 744 | 720 | 744 | 744 | 720 | 744 | 720 | 669.6 | 63.2471 | 57.1265 | 63.2471 | 61.2069 | 63.2471 | 61.2069 | 63.2471 | 63.2471 | 61.2069 | 63.2471 | 61.2069 | 56.9224 | 8685.6 | 738.3594 | 0.035398
2197 | Ventilation | Fan Coil | L4-FC-12 | Uniform |  |  | 1 |  | 208.0 | 0.25 | 0.06970509383378020 | 0.75 | 0.75 | 0.67 | 0.03484 |  | 1 | All Day | 24.0 | 744 | 672 | 744 | 720 | 744 | 720 | 744 | 744 | 720 | 744 | 720 | 669.6 | 25.921 | 23.4125 | 25.921 | 25.0848 | 25.921 | 25.0848 | 25.921 | 25.921 | 25.0848 | 25.921 | 25.0848 | 23.3289 | 8685.6 | 302.6063 | 0.014508
2198 | Ventilation | Fan Coil | L4-FC-13 | Uniform |  |  | 1 |  | 208.0 | 0.35 | 0.09758713136729220 | 0.75 | 0.75 | 0.67 | 0.048776 |  | 1 | All Day | 24.0 | 744 | 672 | 744 | 720 | 744 | 720 | 744 | 744 | 720 | 744 | 720 | 669.6 | 36.2893 | 32.7775 | 36.2893 | 35.1187 | 36.2893 | 35.1187 | 36.2893 | 36.2893 | 35.1187 | 36.2893 | 35.1187 | 32.6604 | 8685.6 | 423.6488 | 0.020311
2199 | Ventilation | Fan Coil | L4-FC-15 | Uniform |  |  | 1 |  | 208.0 | 0.34 | 0.09479892761394100 | 0.75 | 0.75 | 0.67 | 0.047382 |  | 1 | All Day | 24.0 | 744 | 672 | 744 | 720 | 744 | 720 | 744 | 744 | 720 | 744 | 720 | 669.6 | 35.2525 | 31.841 | 35.2525 | 34.1153 | 35.2525 | 34.1153 | 35.2525 | 35.2525 | 34.1153 | 35.2525 | 34.1153 | 31.7273 | 8685.6 | 411.5446 | 0.01973
2200 | Ventilation | Fan Coil | L4-FC-17 | Uniform |  |  | 1 |  | 208.0 | 7.4 | 2.063270777479890 | 0.75 | 0.75 | 0.745 | 1.1467 |  | 1 | All Day | 24.0 | 744 | 672 | 744 | 720 | 744 | 720 | 744 | 744 | 720 | 744 | 720 | 669.6 | 853.1478 | 770.5851 | 853.1478 | 825.6269 | 853.1478 | 825.6269 | 853.1478 | 853.1478 | 825.6269 | 853.1478 | 825.6269 | 767.833 | 8685.6 | 9959.8123 | 0.47749
2201 | Ventilation | Fan Coil | L4-FC-19 | Uniform |  |  | 1 |  | 208.0 | 7.5 | 2.091152815013410 | 0.75 | 0.75 | 0.745 | 1.1622 |  | 1 | All Day | 24.0 | 744 | 672 | 744 | 720 | 744 | 720 | 744 | 744 | 720 | 744 | 720 | 669.6 | 864.6768 | 780.9984 | 864.6768 | 836.784 | 864.6768 | 836.784 | 864.6768 | 864.6768 | 836.784 | 864.6768 | 836.784 | 778.2091 | 8685.6 | 10094.4043 | 0.48395
2202 | Ventilation | Fan Coil | L4-FC-20 | Uniform |  |  | 1 |  | 208.0 | 7.3 | 2.035388739946380 | 0.75 | 0.75 | 0.745 | 1.1312 |  | 1 | All Day | 24.0 | 744 | 672 | 744 | 720 | 744 | 720 | 744 | 744 | 720 | 744 | 720 | 669.6 | 841.6188 | 760.1718 | 841.6188 | 814.4698 | 841.6188 | 814.4698 | 841.6188 | 841.6188 | 814.4698 | 841.6188 | 814.4698 | 757.4569 | 8685.6 | 9825.2202 | 0.47104
2203 | Ventilation | Fan Coil | L4-FC-21 | Uniform |  |  | 1 |  | 208.0 | 0.44 | 0.12268096514745300 | 0.75 | 0.75 | 0.67 | 0.061318 |  | 1 | All Day | 24.0 | 744 | 672 | 744 | 720 | 744 | 720 | 744 | 744 | 720 | 744 | 720 | 669.6 | 45.6209 | 41.206 | 45.6209 | 44.1492 | 45.6209 | 44.1492 | 45.6209 | 45.6209 | 44.1492 | 45.6209 | 44.1492 | 41.0588 | 8685.6 | 532.5871 | 0.025533
2204 | Ventilation | Fan Coil | L9-FC-01 | Uniform |  |  | 1 |  | 208.0 | 2.7 | 0.7528150134048260 | 0.75 | 0.75 | 0.69667 | 0.39125 |  | 1 | All Day | 24.0 | 744 | 672 | 744 | 720 | 744 | 720 | 744 | 744 | 720 | 744 | 720 | 669.6 | 291.0885 | 262.9187 | 291.0885 | 281.6986 | 291.0885 | 281.6986 | 291.0885 | 291.0885 | 281.6986 | 291.0885 | 281.6986 | 261.9797 | 8685.6 | 3398.2236 | 0.16292
2205 | Ventilation | Fan | F-01 | Uniform |  | 0.03 |  |  |  |  | 0.040214477211796200 | 0.75 | 0.75 | 0.7 | 0.03 |  | 1 | All Day | 24.0 | 744 | 672 | 744 | 720 | 744 | 720 | 744 | 744 | 720 | 744 | 720 | 669.6 | 22.32 | 20.16 | 22.32 | 21.6 | 22.32 | 21.6 | 22.32 | 22.32 | 21.6 | 22.32 | 21.6 | 20.088 | 8685.6 | 260.568 | 0.012492
2206 | Ventilation | Fan coil Units | L2-FC-09 | Uniform |  | 0.25 |  |  |  |  | 0.3351206434316350 | 0.75 | 0.75 | 0.7 | 0.25 |  | 1 | All Day | 24.0 | 744 | 672 | 744 | 720 | 744 | 720 | 744 | 744 | 720 | 744 | 720 | 669.6 | 186 | 168 | 186 | 180 | 186 | 180 | 186 | 186 | 180 | 186 | 180 | 167.4 | 8685.6 | 2171.4 | 0.1041
2207 | Ventilation | Fan coil Units | L4-FC-22 | Uniform |  | 0.25 |  |  |  |  | 0.3351206434316350 | 0.75 | 0.75 | 0.7 | 0.25 |  | 1 | All Day | 24.0 | 744 | 672 | 744 | 720 | 744 | 720 | 744 | 744 | 720 | 744 | 720 | 669.6 | 186 | 168 | 186 | 180 | 186 | 180 | 186 | 186 | 180 | 186 | 180 | 167.4 | 8685.6 | 2171.4 | 0.1041
2208 | Ventilation | Fan coil Units | L6-FC-01 | Uniform |  | 0.25 |  |  |  |  | 0.3351206434316350 | 0.75 | 0.75 | 0.7 | 0.25 |  | 1 | All Day | 24.0 | 744 | 672 | 744 | 720 | 744 | 720 | 744 | 744 | 720 | 744 | 720 | 669.6 | 186 | 168 | 186 | 180 | 186 | 180 | 186 | 186 | 180 | 186 | 180 | 167.4 | 8685.6 | 2171.4 | 0.1041
2209 | Ventilation | Fan coil Units | L8-FC-01 | Uniform |  | 0.25 |  |  |  |  | 0.3351206434316350 | 0.75 | 0.75 | 0.7 | 0.25 |  | 1 | All Day | 24.0 | 744 | 672 | 744 | 720 | 744 | 720 | 744 | 744 | 720 | 744 | 720 | 669.6 | 186 | 168 | 186 | 180 | 186 | 180 | 186 | 186 | 180 | 186 | 180 | 167.4 | 8685.6 | 2171.4 | 0.1041
2210 | Ventilation | Exhaust Fan | EF-B1 | Uniform |  | 1.1 |  |  |  |  | 1.4745308310992000 | 0.75 | 0.75 | 0.65475 | 1.1 |  | 1 | All Day | 24.0 | 744 | 672 | 744 | 720 | 744 | 720 | 744 | 669.6 | 720 | 744 | 720 | 744 | 818.4 | 739.2 | 818.4 | 792 | 818.4 | 792 | 818.4 | 736.56 | 792 | 818.4 | 792 | 818.4 | 8685.6 | 9554.16 | 0.22357
2211 | Ventilation | Exhaust Fan | EF-20 | Uniform |  | 0.37 |  |  |  |  | 0.4959785522788200 | 0.75 | 0.75 | 0.7 | 0.37 |  | 1 | All Day | 24.0 | 744 | 672 | 744 | 720 | 744 | 720 | 744 | 669.6 | 720 | 744 | 720 | 744 | 275.28 | 248.64 | 275.28 | 266.4 | 275.28 | 266.4 | 275.28 | 247.752 | 266.4 | 275.28 | 266.4 | 275.28 | 8685.6 | 3213.672 | 0.0752
2212 | Ventilation | Exhaust Fan | EF-22 | Uniform |  | 1.1 |  |  |  |  | 1.4745308310992000 | 0.75 | 0.75 | 0.65475 | 1.1 | 0.84 | 1 | All Day | 24.0 | 744 | 672 | 744 | 720 | 744 | 720 | 744 | 669.6 | 720 | 744 | 720 | 744 | 577.463 | 521.5795 | 577.463 | 558.8352 | 577.463 | 558.8352 | 577.463 | 519.7167 | 558.8352 | 577.463 | 558.8352 | 577.463 | 8685.6 | 6741.4153 | 0.15775
2213 | Ventilation | Exhaust Fan | EF-32 | Uniform |  | 1.1 |  |  |  |  | 1.4745308310992000 | 0.75 | 0.75 | 0.65475 | 1.1 | 0.9 | 1 | All Day | 24.0 | 744 | 672 | 744 | 720 | 744 | 720 | 744 | 669.6 | 720 | 744 | 720 | 744 | 662.904 | 598.752 | 662.904 | 641.52 | 662.904 | 641.52 | 662.904 | 596.6136 | 641.52 | 662.904 | 641.52 | 662.904 | 8685.6 | 7738.8696 | 0.18109
2214 | Ventilation | Exhaust Fan | EF-33 | Uniform |  | 1.1 |  |  |  |  | 1.4745308310992000 | 0.75 | 0.75 | 0.65475 | 1.1 | 1 | 1 | All Day | 24.0 | 744 | 672 | 744 | 720 | 744 | 720 | 744 | 669.6 | 720 | 744 | 720 | 744 | 818.4 | 739.2 | 818.4 | 792 | 818.4 | 792 | 818.4 | 736.56 | 792 | 818.4 | 792 | 818.4 | 8685.6 | 9554.16 | 0.22357
2215 | Ventilation | Exhaust Fan | EF-34 | Uniform |  | 1.1 |  |  |  |  | 1.4745308310992000 | 0.75 | 0.75 | 0.65475 | 1.1 | 1 | 1 | All Day | 24.0 | 744 | 672 | 744 | 720 | 744 | 720 | 744 | 669.6 | 720 | 744 | 720 | 744 | 818.4 | 739.2 | 818.4 | 792 | 818.4 | 792 | 818.4 | 736.56 | 792 | 818.4 | 792 | 818.4 | 8685.6 | 9554.16 | 0.22357
2216 | Ventilation | Exhaust Fan | EF-35 | Uniform |  | 1.1 |  |  |  |  | 1.4745308310992000 | 0.75 | 0.75 | 0.65475 | 1.1 | 1 | 1 | All Day | 24.0 | 744 | 672 | 744 | 720 | 744 | 720 | 744 | 669.6 | 720 | 744 | 720 | 744 | 818.4 | 739.2 | 818.4 | 792 | 818.4 | 792 | 818.4 | 736.56 | 792 | 818.4 | 792 | 818.4 | 8685.6 | 9554.16 | 0.22357
2217 | Ventilation | Exhaust Fan | EF-36 | Uniform |  | 0.25 |  |  |  |  | 0.3351206434316350 | 0.75 | 0.75 | 0.7 | 0.25 |  | 1 | All Day | 24.0 | 744 | 672 | 744 | 720 | 744 | 720 | 744 | 669.6 | 720 | 744 | 720 | 744 | 186 | 168 | 186 | 180 | 186 | 180 | 186 | 167.4 | 180 | 186 | 180 | 186 | 8685.6 | 2171.4 | 0.050811
2218 | Pump | Chilled Water Pump | P-5B | Uniform | 60.0 | [5 empty] | 60.0 | 0.75 | 0.93063 | 0.82325 | 36.0725 | 0.68 | 1 | All Day | 24.0 | 744 | 672 | 744 | 720 | 744 | 720 | 744 | 669.6 | 720 | 744 | 720 | 744 | 12409.8744 | 11208.9188 | 12409.8744 | 12009.5559 | 12409.8744 | 12009.5559 | 12409.8744 | 11168.887 | 12009.5559 | 12409.8744 | 12009.5559 | 12409.8744 | 8685.6 | 144875.276 | 3.3901
2219 | Pump | Chilled Water Pump | P-5C | Uniform | 60.0 | [5 empty] | 60.0 | 0.75 | 0.93063 | 0.82325 | 36.0725 | 0.68 | 1 | All Day | 24.0 | 744 | 672 | 744 | 720 | 744 | 720 | 744 | 669.6 | 720 | 744 | 720 | 744 | 12409.8744 | 11208.9188 | 12409.8744 | 12009.5559 | 12409.8744 | 12009.5559 | 12409.8744 | 11168.887 | 12009.5559 | 12409.8744 | 12009.5559 | 12409.8744 | 8685.6 | 144875.276 | 3.3901
2220 | Electric heating | Baseboards | BB | Heating 1 |  | 7.5 |  |  |  |  | 10.053619302949100 | 0.75 | 0.89338 | 0.78375 | 6.2963 |  | 0.5 | All Day | 24.0 | 372 | 268.8 | 223.2 | 180 | 111.6 | 0 | 0 | 0 | 0 | 148.8 | 216 | 334.8 | 2342.2415 | 1692.4584 | 1405.3449 | 1133.3427 | 702.6724 | 0 | 0 | 0 | 0 | 936.8966 | 1360.0112 | 2108.0173 | 1855.2 | 11680.985 | 0.081261
2221 | Electric heating | Baseboards | BB | Heating 1 |  | 9 |  |  |  |  | 12.064343163538900 | 0.75 | 0.89338 | 0.78375 | 7.5556 |  | 0.5 | All Day | 24.0 | 372 | 268.8 | 223.2 | 180 | 111.6 | 0 | 0 | 0 | 0 | 148.8 | 216 | 334.8 | 2810.6898 | 2030.95 | 1686.4139 | 1360.0112 | 843.2069 | 0 | 0 | 0 | 0 | 1124.2759 | 1632.0134 | 2529.6208 | 1855.2 | 14017.182 | 0.097513
2222 | Electric heating | Baseboards | BB | Heating 1 |  | 9 |  |  |  |  | 12.064343163538900 | 0.75 | 0.89338 | 0.78375 | 7.5556 |  | 0.5 | All Day | 24.0 | 372 | 268.8 | 223.2 | 180 | 111.6 | 0 | 0 | 0 | 0 | 148.8 | 216 | 334.8 | 2810.6898 | 2030.95 | 1686.4139 | 1360.0112 | 843.2069 | 0 | 0 | 0 | 0 | 1124.2759 | 1632.0134 | 2529.6208 | 1855.2 | 14017.182 | 0.097513
2223 | Electric heating | Baseboards | BB | Heating 1 |  | 6 |  |  |  |  | 8.04289544235925 | 0.75 | 0.8825 | 0.7645 | 5.0992 |  | 0.5 | All Day | 24.0 | 372 | 268.8 | 223.2 | 180 | 111.6 | 0 | 0 | 0 | 0 | 148.8 | 216 | 334.8 | 1896.8839 | 1370.6516 | 1138.1303 | 917.847 | 569.0652 | 0 | 0 | 0 | 0 | 758.7535 | 1101.4164 | 1707.1955 | 1855.2 | 9459.9433 | 0.06581
2224 | Electric heating | Baseboards | BB | Heating 1 |  | 6 |  |  |  |  | 8.04289544235925 | 0.75 | 0.8825 | 0.7645 | 5.0992 |  | 0.5 | All Day | 24.0 | 372 | 268.8 | 223.2 | 180 | 111.6 | 0 | 0 | 0 | 0 | 148.8 | 216 | 334.8 | 1896.8839 | 1370.6516 | 1138.1303 | 917.847 | 569.0652 | 0 | 0 | 0 | 0 | 758.7535 | 1101.4164 | 1707.1955 | 1855.2 | 9459.9433 | 0.06581
2225 | Electric heating | Baseboards | BB | Heating 1 |  | 7.5 |  |  |  |  | 10.053619302949100 | 0.75 | 0.89338 | 0.78375 | 6.2963 |  | 0.5 | All Day | 24.0 | 372 | 268.8 | 223.2 | 180 | 111.6 | 0 | 0 | 0 | 0 | 148.8 | 216 | 334.8 | 2342.2415 | 1692.4584 | 1405.3449 | 1133.3427 | 702.6724 | 0 | 0 | 0 | 0 | 936.8966 | 1360.0112 | 2108.0173 | 1855.2 | 11680.985 | 0.081261
2226 | AC system | Compressor | #1 | AC |  |  | 1 |  | 230.0 | 14.7 | 4.532171581769440 | 0.75 | 0.75 | 0.845 | 2.8569 |  | 0.03 | All Day | 24.0 | 13.392 | 18.144 | 8.928 | 15.12 | 11.16 | 19.44 | 15.624 | 22.32 | 19.44 | 13.392 | 17.28 | 15.624 | 38.2602 | 51.8364 | 25.5068 | 43.197 | 31.8835 | 55.539 | 44.6369 | 63.767 | 55.539 | 38.2602 | 49.368 | 44.6369 | 189.864 | 542.431 | 1.2636
2227 | AC system | Condensor Fan | #1 | AC |  | 0.124 |  |  |  |  | 0.16621983914209100 | 0.75 | 0.75 | 0.7 | 0.124 |  | 0.03 | All Day | 24.0 | 13.392 | 18.144 | 8.928 | 15.12 | 11.16 | 19.44 | 15.624 | 22.32 | 19.44 | 13.392 | 17.28 | 15.624 | 1.6606 | 2.2499 | 1.1071 | 1.8749 | 1.3838 | 2.4106 | 1.9374 | 2.7677 | 2.4106 | 1.6606 | 2.1427 | 1.9374 | 189.864 | 23.5431 | 0.054846
2228 | AC system | Compressor | #2 | AC |  |  | 1 |  | 230.0 | 7.9 | 2.435656836461130 | 0.75 | 0.75 | 0.745 | 1.3537 |  | 0.03 | All Day | 24.0 | 13.392 | 18.144 | 8.928 | 15.12 | 11.16 | 19.44 | 15.624 | 22.32 | 19.44 | 13.392 | 17.28 | 15.624 | 18.1283 | 24.5609 | 12.0855 | 20.4674 | 15.1069 | 26.3152 | 21.1497 | 30.2138 | 26.3152 | 18.1283 | 23.3913 | 21.1497 | 189.864 | 257.0123 | 0.59873
2229 | AC system | Condensor Fan | #2 | AC |  | 0.124 |  |  |  |  | 0.16621983914209100 | 0.75 | 0.75 | 0.7 | 0.124 |  | 0.03 | All Day | 24.0 | 13.392 | 18.144 | 8.928 | 15.12 | 11.16 | 19.44 | 15.624 | 22.32 | 19.44 | 13.392 | 17.28 | 15.624 | 1.6606 | 2.2499 | 1.1071 | 1.8749 | 1.3838 | 2.4106 | 1.9374 | 2.7677 | 2.4106 | 1.6606 | 2.1427 | 1.9374 | 189.864 | 23.5431 | 0.054846
2230 | AC system | Compressor | #3 | AC |  |  | 1 |  | 230.0 | 7.9 | 2.435656836461130 | 0.75 | 0.75 | 0.745 | 1.3537 |  | 0.03 | All Day | 24.0 | 13.392 | 18.144 | 8.928 | 15.12 | 11.16 | 19.44 | 15.624 | 22.32 | 19.44 | 13.392 | 17.28 | 15.624 | 18.1283 | 24.5609 | 12.0855 | 20.4674 | 15.1069 | 26.3152 | 21.1497 | 30.2138 | 26.3152 | 18.1283 | 23.3913 | 21.1497 | 189.864 | 257.0123 | 0.59873
2231 | AC system | Condensor Fan | #3 | AC |  | 0.124 |  |  |  |  | 0.16621983914209100 | 0.75 | 0.75 | 0.7 | 0.124 |  | 0.03 | All Day | 24.0 | 13.392 | 18.144 | 8.928 | 15.12 | 11.16 | 19.44 | 15.624 | 22.32 | 19.44 | 13.392 | 17.28 | 15.624 | 1.6606 | 2.2499 | 1.1071 | 1.8749 | 1.3838 | 2.4106 | 1.9374 | 2.7677 | 2.4106 | 1.6606 | 2.1427 | 1.9374 | 189.864 | 23.5431 | 0.054846
2232 | AC system | Compressor | #4 | AC |  |  | 1 |  | 230.0 | 4.9 | 1.5107238605898100 | 0.75 | 0.75 | 0.79 | 0.89033 |  | 0.03 | All Day | 24.0 | 13.392 | 18.144 | 8.928 | 15.12 | 11.16 | 19.44 | 15.624 | 22.32 | 19.44 | 13.392 | 17.28 | 15.624 | 11.9233 | 16.1541 | 7.9489 | 13.4618 | 9.9361 | 17.308 | 13.9105 | 19.8722 | 17.308 | 11.9233 | 15.3849 | 13.9105 | 189.864 | 169.0416 | 0.3938
2233 | AC system | Condensor Fan | #4 | AC |  | 0.124 |  |  |  |  | 0.16621983914209100 | 0.75 | 0.75 | 0.7 | 0.124 |  | 0.03 | All Day | 24.0 | 13.392 | 18.144 | 8.928 | 15.12 | 11.16 | 19.44 | 15.624 | 22.32 | 19.44 | 13.392 | 17.28 | 15.624 | 1.6606 | 2.2499 | 1.1071 | 1.8749 | 1.3838 | 2.4106 | 1.9374 | 2.7677 | 2.4106 | 1.6606 | 2.1427 | 1.9374 | 189.864 | 23.5431 | 0.054846
2234 | AC system | Compressor | #5 | AC |  |  | 1 |  | 230.0 | 7.9 | 2.435656836461130 | 0.75 | 0.75 | 0.745 | 1.3537 |  | 0.03 | All Day | 24.0 | 13.392 | 18.144 | 8.928 | 15.12 | 11.16 | 19.44 | 15.624 | 22.32 | 19.44 | 13.392 | 17.28 | 15.624 | 18.1283 | 24.5609 | 12.0855 | 20.4674 | 15.1069 | 26.3152 | 21.1497 | 30.2138 | 26.3152 | 18.1283 | 23.3913 | 21.1497 | 189.864 | 257.0123 | 0.59873
2235 | AC system | Condensor Fan | #5 | AC |  | 0.124 |  |  |  |  | 0.16621983914209100 | 0.75 | 0.75 | 0.7 | 0.124 |  | 0.03 | All Day | 24.0 | 13.392 | 18.144 | 8.928 | 15.12 | 11.16 | 19.44 | 15.624 | 22.32 | 19.44 | 13.392 | 17.28 | 15.624 | 1.6606 | 2.2499 | 1.1071 | 1.8749 | 1.3838 | 2.4106 | 1.9374 | 2.7677 | 2.4106 | 1.6606 | 2.1427 | 1.9374 | 189.864 | 23.5431 | 0.054846
2236 | AC system | Compressor | #6 | AC |  |  | 1 |  | 230.0 | 10.1 | 3.1139410187667600 | 0.75 | 0.75 | 0.845 | 1.9629 |  | 0.03 | All Day | 24.0 | 13.392 | 18.144 | 8.928 | 15.12 | 11.16 | 19.44 | 15.624 | 22.32 | 19.44 | 13.392 | 17.28 | 15.624 | 26.2876 | 35.6155 | 17.5251 | 29.6796 | 21.9064 | 38.1595 | 30.6689 | 43.8127 | 38.1595 | 26.2876 | 33.9195 | 30.6689 | 189.864 | 372.6907 | 0.86821
2237 | AC system | Condensor Fan | #6 | AC |  | 0.124 |  |  |  |  | 0.16621983914209100 | 0.75 | 0.75 | 0.7 | 0.124 |  | 0.03 | All Day | 24.0 | 13.392 | 18.144 | 8.928 | 15.12 | 11.16 | 19.44 | 15.624 | 22.32 | 19.44 | 13.392 | 17.28 | 15.624 | 1.6606 | 2.2499 | 1.1071 | 1.8749 | 1.3838 | 2.4106 | 1.9374 | 2.7677 | 2.4106 | 1.6606 | 2.1427 | 1.9374 | 189.864 | 23.5431 | 0.054846
2238 | Ventilation | Supply Fan | CRAH-1 | Uniform |  | 4 |  |  |  |  | 5.361930294906170 | 0.75 | 0.87 | 0.758 | 3.4483 |  | 0.33 | All Day | 24.0 | 245.52 | 221.76 | 245.52 | 237.6 | 245.52 | 237.6 | 245.52 | 220.968 | 237.6 | 245.52 | 237.6 | 245.52 | 846.6207 | 764.6897 | 846.6207 | 819.3103 | 846.6207 | 819.3103 | 846.6207 | 761.9586 | 819.3103 | 846.6207 | 819.3103 | 846.6207 | 2866.248 | 9883.6138 | 0.23128
2239 | Ventilation | Supply Fan | CRAH-2 | Uniform |  | 4 |  |  |  |  | 5.361930294906170 | 0.75 | 0.87 | 0.758 | 3.4483 |  | 0.33 | All Day | 24.0 | 245.52 | 221.76 | 245.52 | 237.6 | 245.52 | 237.6 | 245.52 | 220.968 | 237.6 | 245.52 | 237.6 | 245.52 | 846.6207 | 764.6897 | 846.6207 | 819.3103 | 846.6207 | 819.3103 | 846.6207 | 761.9586 | 819.3103 | 846.6207 | 819.3103 | 846.6207 | 2866.248 | 9883.6138 | 0.23128
2240 | Ventilation | Supply Fan | CRAH-3 | Uniform |  | 4 |  |  |  |  | 5.361930294906170 | 0.75 | 0.87 | 0.758 | 3.4483 |  | 0.33 | All Day | 24.0 | 245.52 | 221.76 | 245.52 | 237.6 | 245.52 | 237.6 | 245.52 | 220.968 | 237.6 | 245.52 | 237.6 | 245.52 | 846.6207 | 764.6897 | 846.6207 | 819.3103 | 846.6207 | 819.3103 | 846.6207 | 761.9586 | 819.3103 | 846.6207 | 819.3103 | 846.6207 | 2866.248 | 9883.6138 | 0.23128
2241 | Pump | CW Pump | P1A | Cooling 1 |  |  | 3 |  | 575.0 | 10.6 | 14.151273018944100 | 0.75 | 0.89338 | 0.78375 | 8.2739 |  | 0.5 | All Day | 24.0 | 59.1183 | 54.7182 | 93.2935 | 150.4802 | 303.1705 | 315.3138 | 372 | 368.1662 | 318.3783 | 227.4345 | 102.1221 | 95.4665 | 489.1405 | 452.7348 | 771.9037 | 1245.0625 | 2508.4119 | 2608.8843 | 3077.9023 | 3046.182 | 2634.2402 | 1881.7774 | 844.9508 | 789.8831 | 2459.662 | 20351.0735 | 2.1765
2242 | Pump | Chiller Condensor pump | P2A | Cooling 1 |  |  | 3 |  | 575.0 | 5.3 | 7.075636509472060 | 0.75 | 0.87 | 0.758 | 4.001 |  | 0.5 | All Day | 24.0 | 59.1183 | 54.7182 | 93.2935 | 150.4802 | 303.1705 | 315.3138 | 372 | 368.1662 | 318.3783 | 227.4345 | 102.1221 | 95.4665 | 236.5349 | 218.9301 | 373.2714 | 602.0781 | 1212.9992 | 1261.5849 | 1488.3891 | 1473.0501 | 1273.8463 | 909.9759 | 408.595 | 381.9658 | 2459.662 | 9841.2208 | 1.0525
2243 | Pump | Chiller Condensor pump | P2B | Cooling 1 |  |  | 3 |  | 575.0 | 7.5 | 10.01269317378120 | 0.75 | 0.89338 | 0.78375 | 5.8542 |  | 0.5 | All Day | 24.0 | 59.1183 | 54.7182 | 93.2935 | 150.4802 | 303.1705 | 315.3138 | 372 | 368.1662 | 318.3783 | 227.4345 | 102.1221 | 95.4665 | 346.09 | 320.3312 | 546.1583 | 880.9404 | 1774.8197 | 1845.9087 | 2177.7611 | 2155.3175 | 1863.8492 | 1331.4463 | 597.8425 | 558.8795 | 2459.662 | 14399.3444 | 1.54
2244 | Ventilation | Exhaust Fans |  | Uniform |  | 0.5 |  |  |  |  | 0.6702412868632710 | 0.75 | 0.75 | 0.7 | 0.5 |  | 0.1 | Bld Average | 6.3809523809523800 | 19.781 | 17.8667 | 19.781 | 19.1429 | 19.781 | 19.1429 | 19.781 | 19.781 | 19.1429 | 19.781 | 19.1429 | 19.781 | 9.8905 | 8.9333 | 9.8905 | 9.5714 | 9.8905 | 9.5714 | 9.8905 | 9.8905 | 9.5714 | 9.8905 | 9.5714 | 9.8905 | 232.9048 | 116.4524 | 0.010794
2245 | Miscellaneous electricity | Humidifier | Hum 1 | Humidifier |  | 11.4 |  |  |  |  | 15.281501340482600 | 0.75 | 0.90012 | 0.7965 | 9.4987 |  | 0.3 | Occupied | 10.428571428571400 | 96.9857 | 87.6 | 96.9857 | 93.8571 | 96.9857 | 93.8571 | 96.9857 | 96.9857 | 93.8571 | 96.9857 | 93.8571 | 96.9857 | 921.2363 | 832.0844 | 921.2363 | 891.519 | 921.2363 | 891.519 | 921.2363 | 921.2363 | 891.519 | 921.2363 | 891.519 | 921.2363 | 1141.9286 | 10846.8149 | 22.4458
2246 | Miscellaneous electricity | Humidifier | Hum 2 | Humidifier |  | 11.4 |  |  |  |  | 15.281501340482600 | 0.75 | 0.90012 | 0.7965 | 9.4987 |  | 0.3 | Occupied | 10.428571428571400 | 96.9857 | 87.6 | 96.9857 | 93.8571 | 96.9857 | 93.8571 | 96.9857 | 96.9857 | 93.8571 | 96.9857 | 93.8571 | 96.9857 | 921.2363 | 832.0844 | 921.2363 | 891.519 | 921.2363 | 891.519 | 921.2363 | 921.2363 | 891.519 | 921.2363 | 891.519 | 921.2363 | 1141.9286 | 10846.8149 | 22.4458
2247 | AC system | Chiller | CH-1 | Cooling 1 |  | 42.8 |  |  |  |  | 57.37265415549600 | 0.75 | 0.92525 | 0.824 | 34.6933 |  | 0.1 | 24.0 | 24.0 | 0 | 0 | 0 | 0 | 0 | 7.2 | 59.52 | 74.4 | 21.6 | 0 | 0 | 0 | 0 | 0 | 0 | 0 | 0 | 249.7919 | 2064.9468 | 2581.1835 | 749.3758 | 0 | 0 | 0 | 162.72 | 5645.298 | 1.6501
2248 | AC system | AC Unit | HP-1 | Cooling 1 |  |  | 1 |  | 208.0 | 13 | 3.6246648793565700 | 0.75 | 0.75 | 0.845 | 2.2849 |  | 0.1 | 24.0 | 24.0 | 0 | 0 | 0 | 0 | 0 | 7.2 | 59.52 | 74.4 | 21.6 | 0 | 0 | 0 | 0 | 0 | 0 | 0 | 0 | 16.4511 | 135.9961 | 169.9951 | 49.3534 | 0 | 0 | 0 | 162.72 | 371.7957 | 0.10867
2249 | AC system | DX unit | RTU 1 | Cooling 1 |  |  | 3 |  | 575.0 | 40 | 53.401030260166500 | 0.75 | 0.92525 | 0.824 | 32.8258 |  | 0.1 | 24.0 | 24.0 | 0 | 0 | 0 | 0 | 0 | 7.2 | 59.52 | 74.4 | 21.6 | 0 | 0 | 0 | 0 | 0 | 0 | 0 | 0 | 236.346 | 1953.7932 | 2442.2415 | 709.0379 | 0 | 0 | 0 | 162.72 | 5341.4186 | 1.5613
2250 | AC system | DX unit | RTU 2 | Cooling 1 |  |  | 3 |  | 575.0 | 40 | 53.401030260166500 | 0.75 | 0.92525 | 0.824 | 32.8258 |  | 0.1 | 24.0 | 24.0 | 0 | 0 | 0 | 0 | 0 | 7.2 | 59.52 | 74.4 | 21.6 | 0 | 0 | 0 | 0 | 0 | 0 | 0 | 0 | 236.346 | 1953.7932 | 2442.2415 | 709.0379 | 0 | 0 | 0 | 162.72 | 5341.4186 | 1.5613
2251 | AC system | DX unit | RTU 3 | Cooling 1 |  |  | 3 |  | 575.0 | 40 | 53.401030260166500 | 0.75 | 0.92525 | 0.824 | 32.8258 |  | 0.1 | 24.0 | 24.0 | 0 | 0 | 0 | 0 | 0 | 7.2 | 59.52 | 74.4 | 21.6 | 0 | 0 | 0 | 0 | 0 | 0 | 0 | 0 | 236.346 | 1953.7932 | 2442.2415 | 709.0379 | 0 | 0 | 0 | 162.72 | 5341.4186 | 1.5613
2252 | AC system | DX unit | RTU 4 | Cooling 1 |  |  | 3 |  | 575.0 | 5 | 6.675128782520810 | 0.75 | 0.87 | 0.758 | 3.7746 |  | 0.1 | 24.0 | 24.0 | 0 | 0 | 0 | 0 | 0 | 7.2 | 59.52 | 74.4 | 21.6 | 0 | 0 | 0 | 0 | 0 | 0 | 0 | 0 | 27.1769 | 224.6625 | 280.8281 | 81.5307 | 0 | 0 | 0 | 162.72 | 614.1983 | 0.17953
2253 | AC system | DX Compressor #1 | AHU-1 | Cooling 1 |  |  | 3 | 8.9 | 575.0 |  | 11.881729232887000 | 0.75 | 0.89338 | 0.78375 | 5.2102 |  | 0.3 | All Day | 24.0 | 0 | 0 | 0 | 0 | 55.8 | 151.2 | 178.56 | 223.2 | 205.2 | 133.92 | 0 | 0 | 0 | 0 | 0 | 0 | 290.7311 | 787.7875 | 930.3395 | 1162.9244 | 1069.1402 | 697.7546 | 0 | 0 | 947.88 | 4938.6774 | 0.88852
2254 | AC system | DX Compressor #2 | AHU-1 | Cooling 1 |  |  | 3 | 8.9 | 575.0 |  | 11.881729232887000 | 0.75 | 0.89338 | 0.78375 | 5.2102 |  | 0.3 | All Day | 24.0 | 0 | 0 | 0 | 0 | 55.8 | 151.2 | 178.56 | 223.2 | 205.2 | 133.92 | 0 | 0 | 0 | 0 | 0 | 0 | 290.7311 | 787.7875 | 930.3395 | 1162.9244 | 1069.1402 | 697.7546 | 0 | 0 | 947.88 | 4938.6774 | 0.88852
2255 | AC system | DX Compressor #3 | AHU-1 | Cooling 1 |  |  | 3 | 8.9 | 575.0 |  | 11.881729232887000 | 0.75 | 0.89338 | 0.78375 | 5.2102 |  | 0.3 | All Day | 24.0 | 0 | 0 | 0 | 0 | 55.8 | 151.2 | 178.56 | 223.2 | 205.2 | 133.92 | 0 | 0 | 0 | 0 | 0 | 0 | 290.7311 | 787.7875 | 930.3395 | 1162.9244 | 1069.1402 | 697.7546 | 0 | 0 | 947.88 | 4938.6774 | 0.88852
2256 | AC system | DX Compressor #1 | AHU-2 | Cooling 1 |  |  | 3 | 8.9 | 575.0 |  | 11.881729232887000 | 0.75 | 0.89338 | 0.78375 | 5.2102 |  | 0.3 | All Day | 24.0 | 0 | 0 | 0 | 0 | 55.8 | 151.2 | 178.56 | 223.2 | 205.2 | 133.92 | 0 | 0 | 0 | 0 | 0 | 0 | 290.7311 | 787.7875 | 930.3395 | 1162.9244 | 1069.1402 | 697.7546 | 0 | 0 | 947.88 | 4938.6774 | 0.88852
2257 | AC system | DX Compressor #2 | AHU-2 | Cooling 1 |  |  | 3 | 8.9 | 575.0 |  | 11.881729232887000 | 0.75 | 0.89338 | 0.78375 | 5.2102 |  | 0.3 | All Day | 24.0 | 0 | 0 | 0 | 0 | 55.8 | 151.2 | 178.56 | 223.2 | 205.2 | 133.92 | 0 | 0 | 0 | 0 | 0 | 0 | 290.7311 | 787.7875 | 930.3395 | 1162.9244 | 1069.1402 | 697.7546 | 0 | 0 | 947.88 | 4938.6774 | 0.88852
2258 | AC system | DX Compressor #3 | AHU-2 | Cooling 1 |  |  | 3 | 8.9 | 575.0 |  | 11.881729232887000 | 0.75 | 0.89338 | 0.78375 | 5.2102 |  | 0.3 | All Day | 24.0 | 0 | 0 | 0 | 0 | 55.8 | 151.2 | 178.56 | 223.2 | 205.2 | 133.92 | 0 | 0 | 0 | 0 | 0 | 0 | 290.7311 | 787.7875 | 930.3395 | 1162.9244 | 1069.1402 | 697.7546 | 0 | 0 | 947.88 | 4938.6774 | 0.88852
2259 | AC system | DX Compressor #1 | MUA-1 | Cooling 1 |  |  | 3 | 6.7 | 575.0 |  | 8.94467256857788 | 0.75 | 0.8825 | 0.7645 | 3.826 |  | 0.3 | All Day | 24.0 | 0 | 0 | 0 | 0 | 55.8 | 151.2 | 178.56 | 223.2 | 205.2 | 133.92 | 0 | 0 | 0 | 0 | 0 | 0 | 213.4894 | 578.4873 | 683.1659 | 853.9574 | 785.0899 | 512.3745 | 0 | 0 | 947.88 | 3626.5643 | 0.65246
2260 | AC system | DX Compressor #2 | MUA-1 | Cooling 1 |  |  | 3 | 6.7 | 575.0 |  | 8.94467256857788 | 0.75 | 0.8825 | 0.7645 | 3.826 |  | 0.3 | All Day | 24.0 | 0 | 0 | 0 | 0 | 55.8 | 151.2 | 178.56 | 223.2 | 205.2 | 133.92 | 0 | 0 | 0 | 0 | 0 | 0 | 213.4894 | 578.4873 | 683.1659 | 853.9574 | 785.0899 | 512.3745 | 0 | 0 | 947.88 | 3626.5643 | 0.65246
2261 | AC system | DX Compressor | MUA-2 | Cooling 1 |  |  | 3 | 7.4 | 575.0 |  | 9.879190598130790 | 0.75 | 0.8825 | 0.7645 | 4.2257 |  | 0.3 | All Day | 24.0 | 0 | 0 | 0 | 0 | 55.8 | 151.2 | 178.56 | 223.2 | 205.2 | 133.92 | 0 | 0 | 0 | 0 | 0 | 0 | 235.7942 | 638.9263 | 754.5415 | 943.1769 | 867.1142 | 565.9061 | 0 | 0 | 947.88 | 4005.4591 | 0.72063
2262 | AC system | DX Compressor | MUA-3 | Cooling 1 |  |  | 3 | 7.4 | 575.0 |  | 9.879190598130790 | 0.75 | 0.8825 | 0.7645 | 4.2257 |  | 0.3 | All Day | 24.0 | 0 | 0 | 0 | 0 | 55.8 | 151.2 | 178.56 | 223.2 | 205.2 | 133.92 | 0 | 0 | 0 | 0 | 0 | 0 | 235.7942 | 638.9263 | 754.5415 | 943.1769 | 867.1142 | 565.9061 | 0 | 0 | 947.88 | 4005.4591 | 0.72063
2263 | AC system | DX Compressor | MUA-4 | Cooling 1 |  |  | 3 | 7.4 | 575.0 |  | 9.879190598130790 | 0.75 | 0.8825 | 0.7645 | 4.2257 |  | 0.3 | All Day | 24.0 | 0 | 0 | 0 | 0 | 55.8 | 151.2 | 178.56 | 223.2 | 205.2 | 133.92 | 0 | 0 | 0 | 0 | 0 | 0 | 235.7942 | 638.9263 | 754.5415 | 943.1769 | 867.1142 | 565.9061 | 0 | 0 | 947.88 | 4005.4591 | 0.72063
2264 | AC system | Air Cooled Chiller | CH-1 | Cooling 1 |  | 167.8 |  |  |  |  | 224.9329758713140 | 0.75 | 0.94588 | 0.835 | 133.0514 |  | 0.3 | All Day | 24.0 | 0 | 0 | 0 | 0 | 55.8 | 151.2 | 178.56 | 223.2 | 205.2 | 133.92 | 0 | 0 | 0 | 0 | 0 | 0 | 7424.2685 | 20117.3728 | 23757.6593 | 29697.0741 | 27302.1488 | 17818.2445 | 0 | 0 | 947.88 | 126116.7681 | 22.6898
2265 | Electric Heating | Base Board | BB | Heating 1 |  | 1 |  |  |  |  | 1.3404825737265400 | 0.75 | 0.75 | 0.65475 | 1 |  | 0.2 | All Day | 24.0 | 148.8 | 134.4 | 111.6 | 72 | 59.52 | 0 | 3.72 | 3.72 | 3.6 | 29.76 | 57.6 | 104.16 | 148.8 | 134.4 | 111.6 | 72 | 59.52 | 0 | 3.72 | 3.72 | 3.6 | 29.76 | 57.6 | 104.16 | 728.88 | 728.88 | 0.090094
2266 | Electric Heating | Duct Heater | DH-1 | Heating 1 |  | 4.5 |  |  |  |  | 6.032171581769440 | 0.75 | 0.87 | 0.758 | 3.8793 |  | 0.2 | All Day | 24.0 | 148.8 | 134.4 | 111.6 | 72 | 59.52 | 0 | 3.72 | 3.72 | 3.6 | 29.76 | 57.6 | 104.16 | 577.2414 | 521.3793 | 432.931 | 279.3103 | 230.8966 | 0 | 14.431 | 14.431 | 13.9655 | 115.4483 | 223.4483 | 404.069 | 728.88 | 2827.5517 | 0.3495
2267 | Electric Heating | Duct Heater | DH-2 | Heating 1 |  | 3 |  |  |  |  | 4.021447721179630 | 0.75 | 0.86 | 0.71525 | 2.6163 |  | 0.2 | All Day | 24.0 | 148.8 | 134.4 | 111.6 | 72 | 59.52 | 0 | 3.72 | 3.72 | 3.6 | 29.76 | 57.6 | 104.16 | 389.3023 | 351.6279 | 291.9767 | 188.3721 | 155.7209 | 0 | 9.7326 | 9.7326 | 9.4186 | 77.8605 | 150.6977 | 272.5116 | 728.88 | 1906.9535 | 0.23571
2268 | Electric Heating | Duct Heater | DH-3 | Heating 1 |  | 5.5 |  |  |  |  | 7.372654155495980 | 0.75 | 0.87 | 0.758 | 4.7414 |  | 0.2 | All Day | 24.0 | 148.8 | 134.4 | 111.6 | 72 | 59.52 | 0 | 3.72 | 3.72 | 3.6 | 29.76 | 57.6 | 104.16 | 705.5172 | 637.2414 | 529.1379 | 341.3793 | 282.2069 | 0 | 17.6379 | 17.6379 | 17.069 | 141.1034 | 273.1034 | 493.8621 | 728.88 | 3455.8966 | 0.42717
2269 | Electric Heating | Duct Heater | DH-4 | Heating 1 |  | 6 |  |  |  |  | 8.04289544235925 | 0.75 | 0.8825 | 0.7645 | 5.0992 |  | 0.2 | All Day | 24.0 | 148.8 | 134.4 | 111.6 | 72 | 59.52 | 0 | 3.72 | 3.72 | 3.6 | 29.76 | 57.6 | 104.16 | 758.7535 | 685.3258 | 569.0652 | 367.1388 | 303.5014 | 0 | 18.9688 | 18.9688 | 18.3569 | 151.7507 | 293.711 | 531.1275 | 728.88 | 3716.6686 | 0.4594
2270 | Pump | Pump | P-Recirc | Heating 1 |  |  | 3 | 1.98 | 230.0 |  | 1.0573403991513000 | 0.75 | 0.75 | 0.65475 | 0.38734 |  | 0.4 | All Day | 24.0 | 297.6 | 268.8 | 223.2 | 144 | 119.04 | 0 | 7.44 | 7.44 | 7.2 | 59.52 | 115.2 | 208.32 | 115.2719 | 104.1165 | 86.4539 | 55.7767 | 46.1087 | 0 | 2.8818 | 2.8818 | 2.7888 | 23.0544 | 44.6214 | 80.6903 | 1457.76 | 564.6463 | 0.069794
2271 | Pump | Pump | P-Fan Rm 3 | Heating 1 |  |  | 1 | 5.1 | 115.0 |  | 0.7861930294906170 | 0.75 | 0.75 | 0.69667 | 0.30645 |  | 0.4 | All Day | 24.0 | 297.6 | 268.8 | 223.2 | 144 | 119.04 | 0 | 7.44 | 7.44 | 7.2 | 59.52 | 115.2 | 208.32 | 91.1984 | 82.3728 | 68.3988 | 44.1283 | 36.4794 | 0 | 2.28 | 2.28 | 2.2064 | 18.2397 | 35.3026 | 63.8389 | 1457.76 | 446.7251 | 0.055218
2272 | AC system | Supply Fan | #1 | AC |  | 2.5 |  |  |  |  | 3.351206434316350 | 0.75 | 0.86 | 0.71525 | 2.1802 |  | 0.8 | All Day | 24.0 | 357.12 | 483.84 | 238.08 | 403.2 | 297.6 | 518.4 | 416.64 | 595.2 | 518.4 | 357.12 | 460.8 | 416.64 | 778.6047 | 1054.8837 | 519.0698 | 879.0698 | 648.8372 | 1130.2326 | 908.3721 | 1297.6744 | 1130.2326 | 778.6047 | 1004.6512 | 908.3721 | 5063.04 | 11038.6047 | 25.7153
2273 | AC system | Supply Fan | #2 | AC |  | 0.149 |  |  |  |  | 0.19973190348525500 | 0.75 | 0.75 | 0.7 | 0.149 |  | 0.8 | All Day | 24.0 | 357.12 | 483.84 | 238.08 | 403.2 | 297.6 | 518.4 | 416.64 | 595.2 | 518.4 | 357.12 | 460.8 | 416.64 | 53.2109 | 72.0922 | 35.4739 | 60.0768 | 44.3424 | 77.2416 | 62.0794 | 88.6848 | 77.2416 | 53.2109 | 68.6592 | 62.0794 | 5063.04 | 754.393 | 1.7574
2274 | AC system | Supply Fan | #3 | AC |  | 0.149 |  |  |  |  | 0.19973190348525500 | 0.75 | 0.75 | 0.7 | 0.149 |  | 0.8 | All Day | 24.0 | 357.12 | 483.84 | 238.08 | 403.2 | 297.6 | 518.4 | 416.64 | 595.2 | 518.4 | 357.12 | 460.8 | 416.64 | 53.2109 | 72.0922 | 35.4739 | 60.0768 | 44.3424 | 77.2416 | 62.0794 | 88.6848 | 77.2416 | 53.2109 | 68.6592 | 62.0794 | 5063.04 | 754.393 | 1.7574
2275 | AC system | Supply Fan | #4 | AC |  | 0.149 |  |  |  |  | 0.19973190348525500 | 0.75 | 0.75 | 0.7 | 0.149 |  | 0.8 | All Day | 24.0 | 357.12 | 483.84 | 238.08 | 403.2 | 297.6 | 518.4 | 416.64 | 595.2 | 518.4 | 357.12 | 460.8 | 416.64 | 53.2109 | 72.0922 | 35.4739 | 60.0768 | 44.3424 | 77.2416 | 62.0794 | 88.6848 | 77.2416 | 53.2109 | 68.6592 | 62.0794 | 5063.04 | 754.393 | 1.7574
2276 | AC system | Supply Fan | #5 | AC |  | 0.149 |  |  |  |  | 0.19973190348525500 | 0.75 | 0.75 | 0.7 | 0.149 |  | 0.8 | All Day | 24.0 | 357.12 | 483.84 | 238.08 | 403.2 | 297.6 | 518.4 | 416.64 | 595.2 | 518.4 | 357.12 | 460.8 | 416.64 | 53.2109 | 72.0922 | 35.4739 | 60.0768 | 44.3424 | 77.2416 | 62.0794 | 88.6848 | 77.2416 | 53.2109 | 68.6592 | 62.0794 | 5063.04 | 754.393 | 1.7574
2277 | AC system | Supply Fan | #6 | AC |  | 0.149 |  |  |  |  | 0.19973190348525500 | 0.75 | 0.75 | 0.7 | 0.149 |  | 0.8 | All Day | 24.0 | 357.12 | 483.84 | 238.08 | 403.2 | 297.6 | 518.4 | 416.64 | 595.2 | 518.4 | 357.12 | 460.8 | 416.64 | 53.2109 | 72.0922 | 35.4739 | 60.0768 | 44.3424 | 77.2416 | 62.0794 | 88.6848 | 77.2416 | 53.2109 | 68.6592 | 62.0794 | 5063.04 | 754.393 | 1.7574
2278 | Pump | Chilled Glycol Pump | P-103 | Cooling 1 |  |  | 3 |  | 208.0 | 6.35 | 3.066612207288170 | 0.75 | 0.86 | 0.71525 | 1.6363 |  | 0.4 | All Day | 24.0 | 0 | 0 | 0 | 0 | 178.56 | 288 | 297.6 | 297.6 | 144 | 0 | 0 | 0 | 0 | 0 | 0 | 0 | 292.1728 | 471.2464 | 486.9546 | 486.9546 | 235.6232 | 0 | 0 | 0 | 1205.76 | 1972.9516 | 0.24763
2279 | Pump | Chilled Glycol Pump | P-104 | Cooling 1 |  |  | 3 |  | 208.0 | 6.35 | 3.066612207288170 | 0.75 | 0.86 | 0.71525 | 1.6363 |  | 0.4 | All Day | 24.0 | 0 | 0 | 0 | 0 | 178.56 | 288 | 297.6 | 297.6 | 144 | 0 | 0 | 0 | 0 | 0 | 0 | 0 | 292.1728 | 471.2464 | 486.9546 | 486.9546 | 235.6232 | 0 | 0 | 0 | 1205.76 | 1972.9516 | 0.24763
2280 | Pump | Circulation Pump | P-1 | Cooling 1 |  |  | 3 |  | 208.0 | 4.5 | 2.173189753196340 | 0.75 | 0.845 | 0.702 | 1.1381 |  | 0.4 | All Day | 24.0 | 0 | 0 | 0 | 0 | 178.56 | 288 | 297.6 | 297.6 | 144 | 0 | 0 | 0 | 0 | 0 | 0 | 0 | 203.2159 | 327.7676 | 338.6932 | 338.6932 | 163.8838 | 0 | 0 | 0 | 1205.76 | 1372.2539 | 0.17224
2281 | Pump | Circulation Pump | P-2 | Cooling 1 |  |  | 3 |  | 208.0 | 4.5 | 2.173189753196340 | 0.75 | 0.845 | 0.702 | 1.1381 |  | 0.4 | All Day | 24.0 | 0 | 0 | 0 | 0 | 178.56 | 288 | 297.6 | 297.6 | 144 | 0 | 0 | 0 | 0 | 0 | 0 | 0 | 203.2159 | 327.7676 | 338.6932 | 338.6932 | 163.8838 | 0 | 0 | 0 | 1205.76 | 1372.2539 | 0.17224
2282 | Pump | Circulation Pump | P-3 | Cooling 1 |  |  | 3 |  | 208.0 | 5.9 | 2.8492932319685300 | 0.75 | 0.845 | 0.702 | 1.4922 |  | 0.4 | All Day | 24.0 | 0 | 0 | 0 | 0 | 178.56 | 288 | 297.6 | 297.6 | 144 | 0 | 0 | 0 | 0 | 0 | 0 | 0 | 266.4387 | 429.7398 | 444.0645 | 444.0645 | 214.8699 | 0 | 0 | 0 | 1205.76 | 1799.1773 | 0.22582
2283 | AC system | Compressor | CH-1 | Cooling 1 |  |  | 3 | 39.4 | 208.0 |  | 19.027483616874600 | 0.75 | 0.90012 | 0.7965 | 8.4794 |  | 0.4 | All Day | 24.0 | 0 | 0 | 0 | 0 | 178.56 | 288 | 297.6 | 297.6 | 144 | 0 | 0 | 0 | 0 | 0 | 0 | 0 | 1514.089 | 2442.079 | 2523.4817 | 2523.4817 | 1221.0395 | 0 | 0 | 0 | 1205.76 | 10224.1709 | 1.2833
2284 | AC system | Compressor | CH-1 | Cooling 1 |  |  | 3 | 39.4 | 208.0 |  | 19.027483616874600 | 0.75 | 0.90012 | 0.7965 | 8.4794 |  | 0.4 | All Day | 24.0 | 0 | 0 | 0 | 0 | 178.56 | 288 | 297.6 | 297.6 | 144 | 0 | 0 | 0 | 0 | 0 | 0 | 0 | 1514.089 | 2442.079 | 2523.4817 | 2523.4817 | 1221.0395 | 0 | 0 | 0 | 1205.76 | 10224.1709 | 1.2833
2285 | AC system | Compressor | CH-1 | Cooling 1 |  |  | 3 | 39.4 | 208.0 |  | 19.027483616874600 | 0.75 | 0.90012 | 0.7965 | 8.4794 |  | 0.4 | All Day | 24.0 | 0 | 0 | 0 | 0 | 178.56 | 288 | 297.6 | 297.6 | 144 | 0 | 0 | 0 | 0 | 0 | 0 | 0 | 1514.089 | 2442.079 | 2523.4817 | 2523.4817 | 1221.0395 | 0 | 0 | 0 | 1205.76 | 10224.1709 | 1.2833
2286 | AC system | Compressor | CH-1 | Cooling 1 |  |  | 3 | 39.4 | 208.0 |  | 19.027483616874600 | 0.75 | 0.90012 | 0.7965 | 8.4794 |  | 0.4 | All Day | 24.0 | 0 | 0 | 0 | 0 | 178.56 | 288 | 297.6 | 297.6 | 144 | 0 | 0 | 0 | 0 | 0 | 0 | 0 | 1514.089 | 2442.079 | 2523.4817 | 2523.4817 | 1221.0395 | 0 | 0 | 0 | 1205.76 | 10224.1709 | 1.2833
2287 | AC system | Compressor | CU-1 | Cooling 1 |  |  | 3 | 41.4 | 208.0 |  | 19.993345729406300 | 0.75 | 0.90012 | 0.7965 | 8.9099 |  | 0.4 | All Day | 24.0 | 0 | 0 | 0 | 0 | 178.56 | 288 | 297.6 | 297.6 | 144 | 0 | 0 | 0 | 0 | 0 | 0 | 0 | 1590.9463 | 2566.0424 | 2651.5772 | 2651.5772 | 1283.0212 | 0 | 0 | 0 | 1205.76 | 10743.1643 | 1.3484
2288 | AC system | Compressor | RTU-1 | Cooling 1 |  |  | 3 | 35.3 | 208.0 |  | 17.047466286184600 | 0.75 | 0.90012 | 0.7965 | 7.5971 |  | 0.4 | All Day | 24.0 | 0 | 0 | 0 | 0 | 178.56 | 288 | 297.6 | 297.6 | 144 | 0 | 0 | 0 | 0 | 0 | 0 | 0 | 1356.5315 | 2187.9541 | 2260.8859 | 2260.8859 | 1093.977 | 0 | 0 | 0 | 1205.76 | 9160.2343 | 1.1497
2289 | AC system | Compressor | RTU-1 | Cooling 1 |  |  | 3 | 35.3 | 208.0 |  | 17.047466286184600 | 0.75 | 0.90012 | 0.7965 | 7.5971 |  | 0.4 | All Day | 24.0 | 0 | 0 | 0 | 0 | 178.56 | 288 | 297.6 | 297.6 | 144 | 0 | 0 | 0 | 0 | 0 | 0 | 0 | 1356.5315 | 2187.9541 | 2260.8859 | 2260.8859 | 1093.977 | 0 | 0 | 0 | 1205.76 | 9160.2343 | 1.1497
2290 | AC system | Compressor | RTU-2 | Cooling 1 |  |  | 3 | 35.3 | 208.0 |  | 17.047466286184600 | 0.75 | 0.90012 | 0.7965 | 7.5971 |  | 0.4 | All Day | 24.0 | 0 | 0 | 0 | 0 | 178.56 | 288 | 297.6 | 297.6 | 144 | 0 | 0 | 0 | 0 | 0 | 0 | 0 | 1356.5315 | 2187.9541 | 2260.8859 | 2260.8859 | 1093.977 | 0 | 0 | 0 | 1205.76 | 9160.2343 | 1.1497
2291 | AC system | Compressor | RTU-2 | Cooling 1 |  |  | 3 | 35.3 | 208.0 |  | 17.047466286184600 | 0.75 | 0.90012 | 0.7965 | 7.5971 |  | 0.4 | All Day | 24.0 | 0 | 0 | 0 | 0 | 178.56 | 288 | 297.6 | 297.6 | 144 | 0 | 0 | 0 | 0 | 0 | 0 | 0 | 1356.5315 | 2187.9541 | 2260.8859 | 2260.8859 | 1093.977 | 0 | 0 | 0 | 1205.76 | 9160.2343 | 1.1497
2292 | AC system | Compressor | RTU-3 | Cooling 1 |  |  | 3 | 35.3 | 208.0 |  | 17.047466286184600 | 0.75 | 0.90012 | 0.7965 | 7.5971 |  | 0.4 | All Day | 24.0 | 0 | 0 | 0 | 0 | 178.56 | 288 | 297.6 | 297.6 | 144 | 0 | 0 | 0 | 0 | 0 | 0 | 0 | 1356.5315 | 2187.9541 | 2260.8859 | 2260.8859 | 1093.977 | 0 | 0 | 0 | 1205.76 | 9160.2343 | 1.1497
2293 | AC system | Compressor | RTU-3 | Cooling 1 |  |  | 3 | 35.3 | 208.0 |  | 17.047466286184600 | 0.75 | 0.90012 | 0.7965 | 7.5971 |  | 0.4 | All Day | 24.0 | 0 | 0 | 0 | 0 | 178.56 | 288 | 297.6 | 297.6 | 144 | 0 | 0 | 0 | 0 | 0 | 0 | 0 | 1356.5315 | 2187.9541 | 2260.8859 | 2260.8859 | 1093.977 | 0 | 0 | 0 | 1205.76 | 9160.2343 | 1.1497
2294 | Heat pump | Compressor 1 | AHU-3 | Heat Pump |  |  | 3 | 7.95 | 230.0 |  | 4.245381905683230 | 0.75 | 0.86 | 0.71525 | 1.6989 |  | 0.8 | AHU-3 | 16.285714285714300 | 282.72 | 255.36 | 121.1657 | 78.1714 | 0 | 117.2571 | 40.3886 | 40.3886 | 78.1714 | 282.72 | 390.8571 | 403.8857 | 480.3206 | 433.838 | 205.8517 | 132.8076 | 0 | 199.2113 | 68.6172 | 68.6172 | 132.8076 | 480.3206 | 664.0378 | 686.1724 | 2091.0857 | 3552.602 | 1.5535
2295 | Heat pump | Compressor 2 | AHU-3 | Heat Pump |  |  | 3 | 7.95 | 230.0 |  | 4.245381905683230 | 0.75 | 0.86 | 0.71525 | 1.6989 |  | 0.8 | AHU-3 | 16.285714285714300 | 282.72 | 255.36 | 121.1657 | 78.1714 | 0 | 117.2571 | 40.3886 | 40.3886 | 78.1714 | 282.72 | 390.8571 | 403.8857 | 480.3206 | 433.838 | 205.8517 | 132.8076 | 0 | 199.2113 | 68.6172 | 68.6172 | 132.8076 | 480.3206 | 664.0378 | 686.1724 | 2091.0857 | 3552.602 | 1.5535
2296 | AC system | Compressor | AC-267 | Cooling 1 |  |  | 1 | 15.7 | 208.0 |  | 4.377479892761390 | 0.75 | 0.75 | 0.845 | 2.0696 |  | 0.59 |  | 24.0 | 219.48 | 317.184 | 351.168 | 339.84 | 351.168 | 424.8 | 438.96 | 438.96 | 339.84 | 351.168 | 339.84 | 219.48 | 454.2301 | 656.4358 | 726.7682 | 703.324 | 726.7682 | 879.155 | 908.4602 | 908.4602 | 703.324 | 726.7682 | 703.324 | 454.2301 | 4131.888 | 8551.248 | 1.3088
2297 | Pump | HW Pump | P3A | Heating 1 |  |  | 3 |  | 575.0 | 6 | 8.010154539024970 | 0.75 | 0.8825 | 0.7645 | 4.5683 |  | 0.7 | All Day | 24.0 | 494.76 | 446.88 | 364.56 | 302.4 | 156.24 | 50.4 | 52.08 | 41.664 | 151.2 | 364.56 | 428.4 | 520.8 | 2260.2256 | 2041.4941 | 1665.4294 | 1381.4622 | 713.7555 | 230.2437 | 237.9185 | 190.3348 | 690.7311 | 1665.4294 | 1957.0714 | 2379.1849 | 3373.944 | 15413.2805 | 1.4976
2298 | AC system | Compressor | RTU05 | Cooling |  |  | 3 | 5.1 | 575.0 |  | 6.808631358171220 | 0.75 | 0.87 | 0.758 | 2.8875 |  | 0.3 |  | 7.142857142857140 | 0 | 0 | 0 | 32.1429 | 39.8571 | 51.4286 | 66.4286 | 59.7857 | 32.1429 | 26.5714 | 0 | 0 | 0 | 0 | 0 | 92.814 | 115.0894 | 148.5024 | 191.8156 | 172.6341 | 92.814 | 76.7263 | 0 | 0 | 308.3571 | 890.3959 | 0.29698
2299 | Ventilation | AC-4 Supply Fan | SF-4-1 | Uniform | 2.5 | [5 empty] | 2.5 | 0.75 | 0.845 | 0.702 | 1.6553 |  | 1 | AC-4 | 16.714285714285700 | 518.1429 | 468 | 518.1429 | 501.4286 | 518.1429 | 501.4286 | 518.1429 | 518.1429 | 501.4286 | 518.1429 | 501.4286 | 518.1429 | 857.6951 | 774.6923 | 857.6951 | 830.0275 | 857.6951 | 830.0275 | 857.6951 | 857.6951 | 830.0275 | 857.6951 | 830.0275 | 857.6951 | 6100.7143 | 10098.6676 | 0.89708
2300 | Ventilation | AC-4 Supply Fan | SF-4-2 | Uniform | 2.5 | [5 empty] | 2.5 | 0.75 | 0.845 | 0.702 | 1.6553 |  | 1 | AC-4 | 16.714285714285700 | 518.1429 | 468 | 518.1429 | 501.4286 | 518.1429 | 501.4286 | 518.1429 | 518.1429 | 501.4286 | 518.1429 | 501.4286 | 518.1429 | 857.6951 | 774.6923 | 857.6951 | 830.0275 | 857.6951 | 830.0275 | 857.6951 | 857.6951 | 830.0275 | 857.6951 | 830.0275 | 857.6951 | 6100.7143 | 10098.6676 | 0.89708
2301 | Ventilation | AC-4 Supply Fan | SF-4-1 | Uniform | 2.5 | [5 empty] | 2.5 | 0.75 | 0.845 | 0.702 | 1.6553 |  | 1 | AC-4 | 16.714285714285700 | 518.1429 | 468 | 518.1429 | 501.4286 | 518.1429 | 501.4286 | 518.1429 | 518.1429 | 501.4286 | 518.1429 | 501.4286 | 518.1429 | 857.6951 | 774.6923 | 857.6951 | 830.0275 | 857.6951 | 830.0275 | 857.6951 | 857.6951 | 830.0275 | 857.6951 | 830.0275 | 857.6951 | 6100.7143 | 10098.6676 | 0.88898
2302 | Ventilation | AC-4 Supply Fan | SF-4-2 | Uniform | 2.5 | [5 empty] | 2.5 | 0.75 | 0.845 | 0.702 | 1.6553 |  | 1 | AC-4 | 16.714285714285700 | 518.1429 | 468 | 518.1429 | 501.4286 | 518.1429 | 501.4286 | 518.1429 | 518.1429 | 501.4286 | 518.1429 | 501.4286 | 518.1429 | 857.6951 | 774.6923 | 857.6951 | 830.0275 | 857.6951 | 830.0275 | 857.6951 | 857.6951 | 830.0275 | 857.6951 | 830.0275 | 857.6951 | 6100.7143 | 10098.6676 | 0.88898
2303 | Domestic hot water | DHW Heater | DHWT-1 | Heating 2 |  | 9 |  |  |  |  | 12.064343163538900 | 0.75 | 0.89338 | 0.78375 | 7.5556 |  | 0.2 | All Day | 24.0 | 148.8 | 114.24 | 96.72 | 57.6 | 37.2 | 0 | 0 | 0 | 0 | 0 | 100.8 | 148.8 | 1124.2759 | 863.1538 | 730.7793 | 435.2036 | 281.069 | 0 | 0 | 0 | 0 | 0 | 761.6063 | 1124.2759 | 704.16 | 5320.3638 | 0.88489
2304 | Domestic hot water | DHW Heater | DHWT-2 | Heating 2 |  | 9 |  |  |  |  | 12.064343163538900 | 0.75 | 0.89338 | 0.78375 | 7.5556 |  | 0.2 | All Day | 24.0 | 148.8 | 114.24 | 96.72 | 57.6 | 37.2 | 0 | 0 | 0 | 0 | 0 | 100.8 | 148.8 | 1124.2759 | 863.1538 | 730.7793 | 435.2036 | 281.069 | 0 | 0 | 0 | 0 | 0 | 761.6063 | 1124.2759 | 704.16 | 5320.3638 | 0.88489
2305 | Heat pump | 2 Split DX units | AC-1,2 | Heat Pump |  | 10 |  |  |  |  | 13.404825737265400 | 0.75 | 0.89338 | 0.78375 | 8.3951 |  | 0.2 | All Day | 24.0 | 148.8 | 120.96 | 119.04 | 28.8 | 44.64 | 72 | 148.8 | 148.8 | 100.8 | 89.28 | 129.6 | 148.8 | 1249.1955 | 1015.475 | 999.3564 | 241.7798 | 374.7586 | 604.4494 | 1249.1955 | 1249.1955 | 846.2292 | 749.5173 | 1088.009 | 1249.1955 | 1300.32 | 10916.3565 | 0.075942
2306 | Heat Pump |  |  | Heat Pump |  |  | 1 | 24 | 230.0 |  | 7.399463806970510 | 0.75 | 0.75 | 0.905 | 3.7467 |  | 0.2 | All Day | 24.0 | 148.8 | 120.96 | 119.04 | 28.8 | 44.64 | 72 | 148.8 | 148.8 | 100.8 | 89.28 | 129.6 | 148.8 | 557.509 | 453.2008 | 446.0072 | 107.905 | 167.2527 | 269.7624 | 557.509 | 557.509 | 377.6674 | 334.5054 | 485.5723 | 557.509 | 1300.32 | 4871.9089 | 16.9329
2307 | Heat pump | Rm 218 Heat Pump |  | Heat Pump |  | 2.2 |  |  |  |  | 2.9490616621983900 | 0.75 | 0.845 | 0.702 | 1.9527 |  | 0.4 | Occupied (Example) | 12.0 | 148.8 | 120.96 | 119.04 | 28.8 | 44.64 | 72 | 148.8 | 148.8 | 100.8 | 89.28 | 129.6 | 148.8 | 290.5562 | 236.1941 | 232.445 | 56.2367 | 87.1669 | 140.5917 | 290.5562 | 290.5562 | 196.8284 | 174.3337 | 253.0651 | 290.5562 | 1300.32 | 2539.0864 | 2.9402
2308 | AC system | Rm 003A Heat Pump Compressor |  | Heat Pump |  |  | 1 | 13.5 | 208.0 |  | 3.7640750670241300 | 0.75 | 0.75 | 0.845 | 1.7796 |  | 0.4 | Occupied (Example) | 12.0 | 148.8 | 120.96 | 119.04 | 28.8 | 44.64 | 72 | 148.8 | 148.8 | 100.8 | 89.28 | 129.6 | 148.8 | 264.8 | 215.2568 | 211.84 | 51.2516 | 79.44 | 128.129 | 264.8 | 264.8 | 179.3807 | 158.88 | 230.6323 | 264.8 | 1300.32 | 2314.0105 | 2.6796
2309 | AC system | Rm 003A Heat Pump Fan |  | Heat Pump |  |  | 1 | 1.4 | 208.0 |  | 0.3903485254691690 | 0.75 | 0.75 | 0.67 | 0.14633 |  | 0.4 | Occupied (Example) | 12.0 | 148.8 | 120.96 | 119.04 | 28.8 | 44.64 | 72 | 148.8 | 148.8 | 100.8 | 89.28 | 129.6 | 148.8 | 21.7736 | 17.6998 | 17.4189 | 4.2142 | 6.5321 | 10.5356 | 21.7736 | 21.7736 | 14.7499 | 13.0642 | 18.9641 | 21.7736 | 1300.32 | 190.2732 | 0.22033
2310 | Heat pump | Compressor | AC-1 | Heat Pump |  |  | 3 | 9.1 | 208.0 |  | 4.394672612019260 | 0.75 | 0.86 | 0.71525 | 1.7587 |  | 0.2 | All Day | 24.0 | 148.8 | 120.96 | 119.04 | 28.8 | 44.64 | 72 | 148.8 | 148.8 | 100.8 | 89.28 | 129.6 | 148.8 | 261.6902 | 212.7288 | 209.3521 | 50.6497 | 78.5071 | 126.6243 | 261.6902 | 261.6902 | 177.274 | 157.0141 | 227.9237 | 261.6902 | 1300.32 | 2286.8345 | 1.6992
2311 | Heat pump | Compressor | AC-2 | Heat Pump |  |  | 3 | 9.1 | 208.0 |  | 4.394672612019260 | 0.75 | 0.86 | 0.71525 | 1.7587 |  | 0.2 | All Day | 24.0 | 148.8 | 120.96 | 119.04 | 28.8 | 44.64 | 72 | 148.8 | 148.8 | 100.8 | 89.28 | 129.6 | 148.8 | 261.6902 | 212.7288 | 209.3521 | 50.6497 | 78.5071 | 126.6243 | 261.6902 | 261.6902 | 177.274 | 157.0141 | 227.9237 | 261.6902 | 1300.32 | 2286.8345 | 1.6992
2312 | AC system | Compressor | ACU-109 | Cooling 3 |  |  | 3 | 37.1 | 208.0 |  | 17.916742187463200 | 0.75 | 0.90012 | 0.7965 | 7.9844 |  | 0.35 | All Day | 24.0 | 0 | 0 | 0 | 50.4 | 78.12 | 252 | 338.52 | 260.4 | 100.8 | 52.08 | 0 | 0 | 0 | 0 | 0 | 402.4162 | 623.7451 | 2012.081 | 2702.8955 | 2079.1503 | 804.8324 | 415.8301 | 0 | 0 | 1132.32 | 9040.9505 | 1.1348
2313 | AC system | Compressor | AC-1 | Cooling 3 |  |  | 3 | 20.5 | 575.0 |  | 27.368028008335300 | 0.75 | 0.9115 | 0.80375 | 12.3074 |  | 0.35 | All Day | 24.0 | 0 | 0 | 0 | 50.4 | 78.12 | 252 | 338.52 | 260.4 | 100.8 | 52.08 | 0 | 0 | 0 | 0 | 0 | 620.2905 | 961.4503 | 3101.4524 | 4166.2844 | 3204.8342 | 1240.581 | 640.9668 | 0 | 0 | 1132.32 | 13935.8595 | 1.7492
2314 | Miscellaneous electricity | Private space heater |  | Heating 1 |  | 1.5 |  |  |  |  | 2.0107238605898100 | 0.75 | 0.845 | 0.702 | 1.3314 |  | 0.6 | All Day | 24.0 | 446.4 | 322.56 | 446.4 | 0 | 0 | 0 | 11.16 | 11.16 | 10.8 | 401.76 | 432 | 446.4 | 594.3195 | 429.4438 | 594.3195 | 0 | 0 | 0 | 14.858 | 14.858 | 14.3787 | 534.8876 | 575.1479 | 594.3195 | 2528.64 | 3366.5325 | 9.9729
2315 | AC system | Compressor | ACU-102 | Cooling 1 |  |  | 3 | 57.1 | 208.0 |  | 27.57536331278020 | 0.75 | 0.9115 | 0.80375 | 12.4006 |  | 0.45 | All Day | 24.0 | 0 | 0 | 0 | 48.6 | 184.14 | 285.12 | 334.8 | 294.624 | 113.4 | 43.524 | 12.96 | 0 | 0 | 0 | 0 | 602.6686 | 2283.4445 | 3535.656 | 4151.7173 | 3653.5112 | 1406.2268 | 539.7232 | 160.7116 | 0 | 1317.168 | 16333.6592 | 2.2539
2316 | AC system | Compressor | ACU-102 | Cooling 1 |  |  | 3 | 57.1 | 208.0 |  | 27.57536331278020 | 0.75 | 0.9115 | 0.80375 | 12.4006 |  | 0.45 | All Day | 24.0 | 0 | 0 | 0 | 48.6 | 184.14 | 285.12 | 334.8 | 294.624 | 113.4 | 43.524 | 12.96 | 0 | 0 | 0 | 0 | 602.6686 | 2283.4445 | 3535.656 | 4151.7173 | 3653.5112 | 1406.2268 | 539.7232 | 160.7116 | 0 | 1317.168 | 16333.6592 | 2.2539
2317 | AC system | Humidifier | ACU-102 | Cooling 1 |  |  | 3 | 26.6 | 208.0 |  | 12.845966096671700 | 0.75 | 0.89338 | 0.78375 | 5.6331 |  | 0.45 | All Day | 24.0 | 0 | 0 | 0 | 48.6 | 184.14 | 285.12 | 334.8 | 294.624 | 113.4 | 43.524 | 12.96 | 0 | 0 | 0 | 0 | 273.7667 | 1037.2718 | 1606.0982 | 1885.9487 | 1659.6348 | 638.7891 | 245.1733 | 73.0045 | 0 | 1317.168 | 7419.687 | 1.0239
2318 | Heat pump | Compressor | CU-4 | Heat Pump |  |  | 3 | 7.9 | 200.0 |  | 3.668418600481 | 0.75 | 0.86 | 0.71525 | 1.468 |  | 0.35 | Ventilation | 15.5 | 168.175 | 151.9 | 84.0875 | 65.1 | 100.905 | 130.2 | 168.175 | 151.3575 | 97.65 | 100.905 | 162.75 | 168.175 | 246.887 | 222.9947 | 123.4435 | 95.5692 | 148.1322 | 191.1383 | 246.887 | 222.1983 | 143.3538 | 148.1322 | 238.9229 | 246.887 | 1549.38 | 2274.5463 | 2.6838
2319 | Heat pump | Fan | CU-4 | Heat Pump |  | 0.125 |  |  |  |  | 0.1675603217158180 | 0.75 | 0.75 | 0.7 | 0.125 |  | 0.35 | Ventilation | 15.5 | 168.175 | 151.9 | 84.0875 | 65.1 | 100.905 | 130.2 | 168.175 | 151.3575 | 97.65 | 100.905 | 162.75 | 168.175 | 21.0219 | 18.9875 | 10.5109 | 8.1375 | 12.6131 | 16.275 | 21.0219 | 18.9197 | 12.2063 | 12.6131 | 20.3438 | 21.0219 | 1549.38 | 193.6725 | 0.22852
2320 | Heat pump | Compressor | CU-5 | Heat Pump |  |  | 3 | 11.5 | 200.0 |  | 5.340103026016650 | 0.75 | 0.87 | 0.758 | 2.2647 |  | 0.35 | Ventilation | 15.5 | 168.175 | 151.9 | 84.0875 | 65.1 | 100.905 | 130.2 | 168.175 | 151.3575 | 97.65 | 100.905 | 162.75 | 168.175 | 380.8732 | 344.0145 | 190.4366 | 147.4348 | 228.5239 | 294.8695 | 380.8732 | 342.7858 | 221.1522 | 228.5239 | 368.5869 | 380.8732 | 1549.38 | 3508.9476 | 4.1403
2321 | Heat pump | Fan | CU-5 | Heat Pump |  | 0.25 |  |  |  |  | 0.3351206434316350 | 0.75 | 0.75 | 0.7 | 0.25 |  | 0.35 | Ventilation | 15.5 | 168.175 | 151.9 | 84.0875 | 65.1 | 100.905 | 130.2 | 168.175 | 151.3575 | 97.65 | 100.905 | 162.75 | 168.175 | 42.0438 | 37.975 | 21.0219 | 16.275 | 25.2263 | 32.55 | 42.0438 | 37.8394 | 24.4125 | 25.2263 | 40.6875 | 42.0438 | 1549.38 | 387.345 | 0.45704
2322 | Heat pump | Compressor | CU-6 | Heat Pump |  |  | 3 | 13.5 | 200.0 |  | 6.26881659575867 | 0.75 | 0.87 | 0.758 | 2.6586 |  | 0.35 | Ventilation | 15.5 | 168.175 | 151.9 | 84.0875 | 65.1 | 100.905 | 130.2 | 168.175 | 151.3575 | 97.65 | 100.905 | 162.75 | 168.175 | 447.112 | 403.8431 | 223.556 | 173.0756 | 268.2672 | 346.1512 | 447.112 | 402.4008 | 259.6134 | 268.2672 | 432.689 | 447.112 | 1549.38 | 4119.1993 | 4.8604
2323 | Heat pump | Fan | CU-6 | Heat Pump |  | 0.25 |  |  |  |  | 0.3351206434316350 | 0.75 | 0.75 | 0.7 | 0.25 |  | 0.35 | Ventilation | 15.5 | 168.175 | 151.9 | 84.0875 | 65.1 | 100.905 | 130.2 | 168.175 | 151.3575 | 97.65 | 100.905 | 162.75 | 168.175 | 42.0438 | 37.975 | 21.0219 | 16.275 | 25.2263 | 32.55 | 42.0438 | 37.8394 | 24.4125 | 25.2263 | 40.6875 | 42.0438 | 1549.38 | 387.345 | 0.45704
2324 | Heat pump | Compressor | CU-2 | Heat Pump |  |  | 3 | 9.4 | 200.0 |  | 4.364953777787520 | 0.75 | 0.86 | 0.71525 | 1.7468 |  | 0.35 | Ventilation | 15.5 | 168.175 | 151.9 | 84.0875 | 65.1 | 100.905 | 130.2 | 168.175 | 151.3575 | 97.65 | 100.905 | 162.75 | 168.175 | 293.7643 | 265.3355 | 146.8822 | 113.7152 | 176.2586 | 227.4304 | 293.7643 | 264.3879 | 170.5728 | 176.2586 | 284.288 | 293.7643 | 1549.38 | 2706.4222 | 3.1934
2325 | Heat pump | Fan | CU-2 | Heat Pump |  | 0.125 |  |  |  |  | 0.1675603217158180 | 0.75 | 0.75 | 0.7 | 0.125 |  | 0.35 | Ventilation | 15.5 | 168.175 | 151.9 | 84.0875 | 65.1 | 100.905 | 130.2 | 168.175 | 151.3575 | 97.65 | 100.905 | 162.75 | 168.175 | 21.0219 | 18.9875 | 10.5109 | 8.1375 | 12.6131 | 16.275 | 21.0219 | 18.9197 | 12.2063 | 12.6131 | 20.3438 | 21.0219 | 1549.38 | 193.6725 | 0.22852
2326 | Heat pump | Compressor | CU-3 | Heat Pump |  |  | 3 | 9.4 | 200.0 |  | 4.364953777787520 | 0.75 | 0.86 | 0.71525 | 1.7468 |  | 0.35 | Ventilation | 15.5 | 168.175 | 151.9 | 84.0875 | 65.1 | 100.905 | 130.2 | 168.175 | 151.3575 | 97.65 | 100.905 | 162.75 | 168.175 | 293.7643 | 265.3355 | 146.8822 | 113.7152 | 176.2586 | 227.4304 | 293.7643 | 264.3879 | 170.5728 | 176.2586 | 284.288 | 293.7643 | 1549.38 | 2706.4222 | 3.1934
2327 | Heat pump | Fan | CU-3 | Heat Pump |  | 0.125 |  |  |  |  | 0.1675603217158180 | 0.75 | 0.75 | 0.7 | 0.125 |  | 0.35 | Ventilation | 15.5 | 168.175 | 151.9 | 84.0875 | 65.1 | 100.905 | 130.2 | 168.175 | 151.3575 | 97.65 | 100.905 | 162.75 | 168.175 | 21.0219 | 18.9875 | 10.5109 | 8.1375 | 12.6131 | 16.275 | 21.0219 | 18.9197 | 12.2063 | 12.6131 | 20.3438 | 21.0219 | 1549.38 | 193.6725 | 0.22852
2328 | Heat pump | Compressor | CU-1 | Heat Pump |  |  | 3 | 11.5 | 200.0 |  | 5.340103026016650 | 0.75 | 0.87 | 0.758 | 2.2647 |  | 0.35 | Ventilation | 15.5 | 168.175 | 151.9 | 84.0875 | 65.1 | 100.905 | 130.2 | 168.175 | 151.3575 | 97.65 | 100.905 | 162.75 | 168.175 | 380.8732 | 344.0145 | 190.4366 | 147.4348 | 228.5239 | 294.8695 | 380.8732 | 342.7858 | 221.1522 | 228.5239 | 368.5869 | 380.8732 | 1549.38 | 3508.9476 | 4.1403
2329 | Heat pump | Fan | CU-1 | Heat Pump |  | 0.125 |  |  |  |  | 0.1675603217158180 | 0.75 | 0.75 | 0.7 | 0.125 |  | 0.35 | Ventilation | 15.5 | 168.175 | 151.9 | 84.0875 | 65.1 | 100.905 | 130.2 | 168.175 | 151.3575 | 97.65 | 100.905 | 162.75 | 168.175 | 21.0219 | 18.9875 | 10.5109 | 8.1375 | 12.6131 | 16.275 | 21.0219 | 18.9197 | 12.2063 | 12.6131 | 20.3438 | 21.0219 | 1549.38 | 193.6725 | 0.22852
2330 | Electric heating | Nordyne E3EB-015H - Heating Element 1 | EH-1 | Heating |  | 1 |  |  |  |  | 1.3404825737265400 | 0.75 | 0.75 | 0.65475 | 1 |  | 0.2 | Occupied | 12.0 | 66.96 | 67.2 | 44.64 | 21.6 | 0 | 0 | 0 | 0 | 28.8 | 37.2 | 64.8 | 59.52 | 66.96 | 67.2 | 44.64 | 21.6 | 0 | 0 | 0 | 0 | 28.8 | 37.2 | 64.8 | 59.52 | 390.72 | 390.72 | 0.46102
2331 | Electric heating | Nordyne E3EB-015H - Heating Element 2 | EH-1 | Heating |  | 1 |  |  |  |  | 1.3404825737265400 | 0.75 | 0.75 | 0.65475 | 1 |  | 0.2 | Occupied | 12.0 | 66.96 | 67.2 | 44.64 | 21.6 | 0 | 0 | 0 | 0 | 28.8 | 37.2 | 64.8 | 59.52 | 66.96 | 67.2 | 44.64 | 21.6 | 0 | 0 | 0 | 0 | 28.8 | 37.2 | 64.8 | 59.52 | 390.72 | 390.72 | 0.46102
2332 | Electric heating | Nordyne E3EB-015H - Heating Element 3 | EH-1 | Heating |  | 1 |  |  |  |  | 1.3404825737265400 | 0.75 | 0.75 | 0.65475 | 1 |  | 0.2 | Occupied | 12.0 | 66.96 | 67.2 | 44.64 | 21.6 | 0 | 0 | 0 | 0 | 28.8 | 37.2 | 64.8 | 59.52 | 66.96 | 67.2 | 44.64 | 21.6 | 0 | 0 | 0 | 0 | 28.8 | 37.2 | 64.8 | 59.52 | 390.72 | 390.72 | 0.46102
2333 | Electric heating | Nordyne E3EB-015H - Heating Element 1 | EH-2 | Heating |  | 1 |  |  |  |  | 1.3404825737265400 | 0.75 | 0.75 | 0.65475 | 1 |  | 0.2 | Occupied | 12.0 | 66.96 | 67.2 | 44.64 | 21.6 | 0 | 0 | 0 | 0 | 28.8 | 37.2 | 64.8 | 59.52 | 66.96 | 67.2 | 44.64 | 21.6 | 0 | 0 | 0 | 0 | 28.8 | 37.2 | 64.8 | 59.52 | 390.72 | 390.72 | 0.46102
2334 | Electric heating | Nordyne E3EB-015H - Heating Element 2 | EH-2 | Heating |  | 1 |  |  |  |  | 1.3404825737265400 | 0.75 | 0.75 | 0.65475 | 1 |  | 0.2 | Occupied | 12.0 | 66.96 | 67.2 | 44.64 | 21.6 | 0 | 0 | 0 | 0 | 28.8 | 37.2 | 64.8 | 59.52 | 66.96 | 67.2 | 44.64 | 21.6 | 0 | 0 | 0 | 0 | 28.8 | 37.2 | 64.8 | 59.52 | 390.72 | 390.72 | 0.46102
2335 | Electric heating | Nordyne E3EB-015H - Heating Element 3 | EH-2 | Heating |  | 1 |  |  |  |  | 1.3404825737265400 | 0.75 | 0.75 | 0.65475 | 1 |  | 0.2 | Occupied | 12.0 | 66.96 | 67.2 | 44.64 | 21.6 | 0 | 0 | 0 | 0 | 28.8 | 37.2 | 64.8 | 59.52 | 66.96 | 67.2 | 44.64 | 21.6 | 0 | 0 | 0 | 0 | 28.8 | 37.2 | 64.8 | 59.52 | 390.72 | 390.72 | 0.46102
2336 | Electric heating | Nordyne E3EB-015H - Heating Element 1 | EH-3 | Heating |  | 1 |  |  |  |  | 1.3404825737265400 | 0.75 | 0.75 | 0.65475 | 1 |  | 0.2 | Occupied | 12.0 | 66.96 | 67.2 | 44.64 | 21.6 | 0 | 0 | 0 | 0 | 28.8 | 37.2 | 64.8 | 59.52 | 66.96 | 67.2 | 44.64 | 21.6 | 0 | 0 | 0 | 0 | 28.8 | 37.2 | 64.8 | 59.52 | 390.72 | 390.72 | 0.46102
2337 | Electric heating | Nordyne E3EB-015H - Heating Element 2 | EH-3 | Heating |  | 1 |  |  |  |  | 1.3404825737265400 | 0.75 | 0.75 | 0.65475 | 1 |  | 0.2 | Occupied | 12.0 | 66.96 | 67.2 | 44.64 | 21.6 | 0 | 0 | 0 | 0 | 28.8 | 37.2 | 64.8 | 59.52 | 66.96 | 67.2 | 44.64 | 21.6 | 0 | 0 | 0 | 0 | 28.8 | 37.2 | 64.8 | 59.52 | 390.72 | 390.72 | 0.46102
2338 | Electric heating | Nordyne E3EB-015H - Heating Element 3 | EH-3 | Heating |  | 1 |  |  |  |  | 1.3404825737265400 | 0.75 | 0.75 | 0.65475 | 1 |  | 0.2 | Occupied | 12.0 | 66.96 | 67.2 | 44.64 | 21.6 | 0 | 0 | 0 | 0 | 28.8 | 37.2 | 64.8 | 59.52 | 66.96 | 67.2 | 44.64 | 21.6 | 0 | 0 | 0 | 0 | 28.8 | 37.2 | 64.8 | 59.52 | 390.72 | 390.72 | 0.46102
2339 | Heat pump | Compressor | RTU03 | Heat Pump |  |  | 3 | 3.2 | 575.0 |  | 4.272082420813320 | 0.75 | 0.86 | 0.71525 | 1.7096 |  | 0.4 |  | 24.0 | 297.6 | 268.8 | 148.8 | 115.2 | 178.56 | 230.4 | 297.6 | 267.84 | 172.8 | 178.56 | 288 | 297.6 | 508.7806 | 459.5437 | 254.3903 | 196.9473 | 305.2683 | 393.8946 | 508.7806 | 457.9025 | 295.421 | 305.2683 | 492.3683 | 508.7806 | 2741.76 | 4687.346 | 1.5634
2340 | Heat pump | Compressor | RTU10 | Heat Pump |  |  | 1 | 6 | 575.0 |  | 4.624664879356570 | 0.75 | 0.75 | 0.845 | 2.1864 |  | 0.4 |  | 24.0 | 297.6 | 268.8 | 148.8 | 115.2 | 178.56 | 230.4 | 297.6 | 267.84 | 172.8 | 178.56 | 288 | 297.6 | 650.6838 | 587.7144 | 325.3419 | 251.8776 | 390.4103 | 503.7552 | 650.6838 | 585.6154 | 377.8164 | 390.4103 | 629.694 | 650.6838 | 2741.76 | 5994.6869 | 1.9994
2341 | Heat pump | Fan | RTU10 | Heat Pump | 0.4 | [5 empty] | 0.4 | 0.75 | 0.75 | 0.7 | 0.2984 |  | 0.4 |  | 24.0 | 297.6 | 268.8 | 148.8 | 115.2 | 178.56 | 230.4 | 297.6 | 267.84 | 172.8 | 178.56 | 288 | 297.6 | 88.8038 | 80.2099 | 44.4019 | 34.3757 | 53.2823 | 68.7514 | 88.8038 | 79.9235 | 51.5635 | 53.2823 | 85.9392 | 88.8038 | 2741.76 | 818.1412 | 0.27288
2342 | Electric heating | Unit Heater | UH | Heating 1 |  | 20 |  |  |  |  | 26.80965147453080 | 1 | 1 | 0.80375 | 20 |  | 0.15 | All Day | 24.0 | 106.02 | 100.8 | 89.28 | 81 | 50.22 | 21.6 | 2.79 | 2.79 | 2.7 | 50.22 | 81 | 106.02 | 2120.4 | 2016 | 1785.6 | 1620 | 1004.4 | 432 | 55.8 | 55.8 | 54 | 1004.4 | 1620 | 2120.4 | 694.44 | 13888.8 | 1.2874
2343 | Electric heating | Unit Heater | UH | Heating 1 |  | 20 |  |  |  |  | 26.80965147453080 | 1 | 1 | 0.80375 | 20 |  | 0.15 | All Day | 24.0 | 106.02 | 100.8 | 89.28 | 81 | 50.22 | 21.6 | 2.79 | 2.79 | 2.7 | 50.22 | 81 | 106.02 | 2120.4 | 2016 | 1785.6 | 1620 | 1004.4 | 432 | 55.8 | 55.8 | 54 | 1004.4 | 1620 | 2120.4 | 694.44 | 13888.8 | 1.2874
2344 | Electric heating | Forced Flow Heaters |  | Heating 1 |  | 8 |  |  |  |  | 10.723860589812300 | 1 | 1 | 0.78375 | 8 |  | 0.15 | All Day | 24.0 | 106.02 | 100.8 | 89.28 | 81 | 50.22 | 21.6 | 2.79 | 2.79 | 2.7 | 50.22 | 81 | 106.02 | 848.16 | 806.4 | 714.24 | 648 | 401.76 | 172.8 | 22.32 | 22.32 | 21.6 | 401.76 | 648 | 848.16 | 694.44 | 5555.52 | 0.51495
2345 | Electric heating | Electric Boiler |  | Heating 1 |  | 27 |  |  |  |  | 36.193029490616600 | 1 | 1 | 0.809 | 27 |  | 0.3 | All Day | 24.0 | 212.04 | 201.6 | 178.56 | 162 | 100.44 | 43.2 | 5.58 | 5.58 | 5.4 | 100.44 | 162 | 212.04 | 5725.08 | 5443.2 | 4821.12 | 4374 | 2711.88 | 1166.4 | 150.66 | 150.66 | 145.8 | 2711.88 | 4374 | 5725.08 | 1388.88 | 37499.76 | 3.4759
2346 | Electric heating | Forced Flow Heaters |  | Heating 1 |  | 4 |  |  |  |  | 5.361930294906170 | 1 | 1 | 0.758 | 4 |  | 0.3 | All Day | 24.0 | 212.04 | 201.6 | 178.56 | 162 | 100.44 | 43.2 | 5.58 | 5.58 | 5.4 | 100.44 | 162 | 212.04 | 848.16 | 806.4 | 714.24 | 648 | 401.76 | 172.8 | 22.32 | 22.32 | 21.6 | 401.76 | 648 | 848.16 | 1388.88 | 5555.52 | 0.51495
2347 | Electric heating | Baseboard Heaters |  | Heating 1 |  | 15 |  |  |  |  | 20.107238605898100 | 1 | 1 | 0.79925 | 15 |  | 0.3 | All Day | 24.0 | 212.04 | 201.6 | 178.56 | 162 | 100.44 | 43.2 | 5.58 | 5.58 | 5.4 | 100.44 | 162 | 212.04 | 3180.6 | 3024 | 2678.4 | 2430 | 1506.6 | 648 | 83.7 | 83.7 | 81 | 1506.6 | 2430 | 3180.6 | 1388.88 | 20833.2 | 1.931
2348 | Electric heating | Electric Furnace |  | Heating 1 |  | 47 |  |  |  |  | 63.002680965147500 | 1 | 1 | 0.82325 | 47 |  | 0.3 | All Day | 24.0 | 212.04 | 201.6 | 178.56 | 162 | 100.44 | 43.2 | 5.58 | 5.58 | 5.4 | 100.44 | 162 | 212.04 | 9965.88 | 9475.2 | 8392.32 | 7614 | 4720.68 | 2030.4 | 262.26 | 262.26 | 253.8 | 4720.68 | 7614 | 9965.88 | 1388.88 | 65277.36 | 6.0506
2349 | Ventilation | Supply Fan | AHU-3 | University |  |  | 3 |  | 480.0 | 13 | 14.487931687975600 | 0.75 | 0.89338 | 0.78375 | 8.4708 |  | 1 | AHU-3 | 15.214285714285700 | 424.4786 | 426 | 471.6429 | 456.4286 | 424.4786 | 410.7857 | 377.3143 | 377.3143 | 456.4286 | 471.6429 | 456.4286 | 471.6429 | 3595.6594 | 3608.547 | 3995.1771 | 3866.3004 | 3595.6594 | 3479.6704 | 3196.1417 | 3196.1417 | 3866.3004 | 3995.1771 | 3866.3004 | 3995.1771 | 5224.5857 | 44256.2518 | 4.9076
2350 | Ventilation | Supply Fan | AHU-4 | University |  |  | 3 |  | 480.0 | 13 | 14.487931687975600 | 0.75 | 0.89338 | 0.78375 | 8.4708 |  | 1 | AHU-4 | 15.214285714285700 | 424.4786 | 426 | 471.6429 | 456.4286 | 424.4786 | 410.7857 | 377.3143 | 377.3143 | 456.4286 | 471.6429 | 456.4286 | 471.6429 | 3595.6594 | 3608.547 | 3995.1771 | 3866.3004 | 3595.6594 | 3479.6704 | 3196.1417 | 3196.1417 | 3866.3004 | 3995.1771 | 3866.3004 | 3995.1771 | 5224.5857 | 44256.2518 | 4.9076
2351 | Ventilation | Return Fan | AHU-3 | University |  |  | 3 |  | 480.0 | 5 | 5.572281418452150 | 0.75 | 0.87 | 0.758 | 3.1509 |  | 1 | AHU-3 | 15.214285714285700 | 424.4786 | 426 | 471.6429 | 456.4286 | 424.4786 | 410.7857 | 377.3143 | 377.3143 | 456.4286 | 471.6429 | 456.4286 | 471.6429 | 1337.5094 | 1342.3033 | 1486.1216 | 1438.1822 | 1337.5094 | 1294.3639 | 1188.8973 | 1188.8973 | 1438.1822 | 1486.1216 | 1438.1822 | 1486.1216 | 5224.5857 | 16462.3918 | 1.8255
2352 | Ventilation | Return Fan | AHU-4 | University |  |  | 3 |  | 480.0 | 5 | 5.572281418452150 | 0.75 | 0.87 | 0.758 | 3.1509 |  | 1 | AHU-4 | 15.214285714285700 | 424.4786 | 426 | 471.6429 | 456.4286 | 424.4786 | 410.7857 | 377.3143 | 377.3143 | 456.4286 | 471.6429 | 456.4286 | 471.6429 | 1337.5094 | 1342.3033 | 1486.1216 | 1438.1822 | 1337.5094 | 1294.3639 | 1188.8973 | 1188.8973 | 1438.1822 | 1486.1216 | 1438.1822 | 1486.1216 | 5224.5857 | 16462.3918 | 1.8255
2353 | Ventilation | Supply Fan | AHU-3 | University |  |  | 3 |  | 480.0 | 17 | 18.945756822737300 | 0.75 | 0.90012 | 0.7965 | 11.2574 |  | 1 | AHU-3 | 15.214285714285700 | 424.4786 | 426 | 471.6429 | 456.4286 | 424.4786 | 410.7857 | 377.3143 | 377.3143 | 456.4286 | 471.6429 | 456.4286 | 471.6429 | 4778.5082 | 4795.6355 | 5309.4536 | 5138.1809 | 4778.5082 | 4624.3628 | 4247.5629 | 4247.5629 | 5138.1809 | 5309.4536 | 5138.1809 | 5309.4536 | 5224.5857 | 58815.0438 | 6.3641
2354 | Ventilation | Supply Fan | AHU-4 | University |  |  | 3 |  | 480.0 | 14 | 15.602387971666000 | 0.75 | 0.90012 | 0.7965 | 9.2708 |  | 1 | AHU-4 | 15.214285714285700 | 424.4786 | 426 | 471.6429 | 456.4286 | 424.4786 | 410.7857 | 377.3143 | 377.3143 | 456.4286 | 471.6429 | 456.4286 | 471.6429 | 3935.2421 | 3949.3469 | 4372.4912 | 4231.4431 | 3935.2421 | 3808.2988 | 3497.9929 | 3497.9929 | 4231.4431 | 4372.4912 | 4231.4431 | 4372.4912 | 5224.5857 | 48435.9184 | 5.241
2355 | Ventilation | Return Fan | AHU-3 | University |  |  | 3 |  | 480.0 | 6 | 6.686737702142580 | 0.75 | 0.87 | 0.758 | 3.7811 |  | 1 | AHU-3 | 15.214285714285700 | 424.4786 | 426 | 471.6429 | 456.4286 | 424.4786 | 410.7857 | 377.3143 | 377.3143 | 456.4286 | 471.6429 | 456.4286 | 471.6429 | 1605.0113 | 1610.764 | 1783.3459 | 1725.8186 | 1605.0113 | 1553.2367 | 1426.6767 | 1426.6767 | 1725.8186 | 1783.3459 | 1725.8186 | 1783.3459 | 5224.5857 | 19754.8701 | 2.1376
2356 | Ventilation | Return Fan | AHU-4 | University |  |  | 3 |  | 480.0 | 6 | 6.686737702142580 | 0.75 | 0.87 | 0.758 | 3.7811 |  | 1 | AHU-4 | 15.214285714285700 | 424.4786 | 426 | 471.6429 | 456.4286 | 424.4786 | 410.7857 | 377.3143 | 377.3143 | 456.4286 | 471.6429 | 456.4286 | 471.6429 | 1605.0113 | 1610.764 | 1783.3459 | 1725.8186 | 1605.0113 | 1553.2367 | 1426.6767 | 1426.6767 | 1725.8186 | 1783.3459 | 1725.8186 | 1783.3459 | 5224.5857 | 19754.8701 | 2.1376
2357 | Pump | Heating Water Pump |  | Heating 1 | 0.3 | 0.2 |  |  |  |  | 0.3 | 0.75 | 0.75 | 0.7 | 0.2238 |  | 1 | Occupied | 13.428571428571400 | 395.4714 | 338.4 | 324.7029 | 261.8571 | 191.4914 | 120.8571 | 41.6286 | 0 | 60.4286 | 208.1429 | 374.6571 | 416.2857 | 88.5065 | 75.7339 | 72.6685 | 58.6036 | 42.8558 | 27.0478 | 9.3165 | 0 | 13.5239 | 46.5824 | 83.8483 | 93.1647 | 2733.9229 | 611.8519 | 0.57948
2358 | Pump | Heating Water Pump |  | Heating 1 | 0.3 | 0.2 |  |  |  |  | 0.3 | 0.75 | 0.75 | 0.7 | 0.2238 |  | 1 | Occupied | 13.428571428571400 | 395.4714 | 338.4 | 324.7029 | 261.8571 | 191.4914 | 120.8571 | 41.6286 | 0 | 60.4286 | 208.1429 | 374.6571 | 416.2857 | 88.5065 | 75.7339 | 72.6685 | 58.6036 | 42.8558 | 27.0478 | 9.3165 | 0 | 13.5239 | 46.5824 | 83.8483 | 93.1647 | 2733.9229 | 611.8519 | 0.57948
2359 | AC system | Compressor | Chiller | Chiller 10.5 Lockout |  |  | 3 | 110 | 575.0 |  | 146.85283321545800 | 1 | 0.94063 | 0.86 | 94.2149 |  | 0.33 | All Day | 24.0 | 0 | 0 | 0 | 53.13 | 152.46 | 166.32 | 242.55 | 220.968 | 142.56 | 49.104 | 0 | 0 | 0 | 0 | 0 | 5005.6378 | 14364.0042 | 15669.8228 | 22851.8249 | 20818.4788 | 13431.2767 | 4626.3286 | 0 | 0 | 1027.092 | 96767.3738 | 20.5952
2360 | AC system | Chiller | CH-1 | Cooling 1 |  |  | 3 | 244 | 600.0 |  | 339.9091665 | 0.75 | 0.94963 | 0.835 | 158.7996 |  | 0.5 | CHW System | 8.314285714 | 0 | 11.64 | 12.8871 | 37.4143 | 38.6614 | 37.4143 | 128.8714 | 103.0971 | 124.7143 | 38.6614 | 12.4714 | 0 | 0 | 1848.4275 | 2046.4733 | 5941.3741 | 6139.4199 | 5941.3741 | 20464.7331 | 16371.7865 | 19804.5805 | 6139.4199 | 1980.458 | 0 | 545.8329 | 86678.0471 | 10.6758
2361 | AC system | Air Cooled Condensing Unit |  | Cooling 1 |  | 3.517 |  |  |  |  | 4.714477212 | 0.75 | 0.86 | 0.71525 | 3.0672 |  | 0.5 | CHW System | 8.314285714 | 0 | 11.64 | 12.8871 | 37.4143 | 38.6614 | 37.4143 | 128.8714 | 103.0971 | 124.7143 | 38.6614 | 12.4714 | 0 | 0 | 35.7016 | 39.5268 | 114.7553 | 118.5804 | 114.7553 | 395.2682 | 316.2145 | 382.5176 | 118.5804 | 38.2518 | 0 | 545.8329 | 1674.1519 | 0.2062
2362 | AC system | Air Cooled Condensing Unit |  | Cooling 1 |  | 3.517 |  |  |  |  | 4.714477212 | 0.75 | 0.86 | 0.71525 | 3.0672 |  | 0.5 | CHW System | 8.314285714 | 0 | 11.64 | 12.8871 | 37.4143 | 38.6614 | 37.4143 | 128.8714 | 103.0971 | 124.7143 | 38.6614 | 12.4714 | 0 | 0 | 35.7016 | 39.5268 | 114.7553 | 118.5804 | 114.7553 | 395.2682 | 316.2145 | 382.5176 | 118.5804 | 38.2518 | 0 | 545.8329 | 1674.1519 | 0.2062
2363 | AC system | Compressor | RTU04 | Cooling |  |  | 3 | 6.1 | 575.0 |  | 8.143657114675380 | 0.75 | 0.8825 | 0.7645 | 3.4833 |  | 0.3 |  | 7.857142857142860 | 0 | 0 | 0 | 35.3571 | 43.8429 | 56.5714 | 73.0714 | 65.7643 | 35.3571 | 29.2286 | 0 | 0 | 0 | 0 | 0 | 123.1613 | 152.72 | 197.0581 | 254.5333 | 229.08 | 123.1613 | 101.8133 | 0 | 0 | 339.1929 | 1181.5273 | 0.39408
2364 | AC System | Fan | RTU04 | Cooling | 0.4 | [5 empty] | 0.4 | 0.75 | 0.75 | 0.7 | 0.2984 |  | 0.3 |  | 7.857142857142860 | 0 | 0 | 0 | 35.3571 | 43.8429 | 56.5714 | 73.0714 | 65.7643 | 35.3571 | 29.2286 | 0 | 0 | 0 | 0 | 0 | 10.5506 | 13.0827 | 16.8809 | 21.8045 | 19.6241 | 10.5506 | 8.7218 | 0 | 0 | 339.1929 | 101.2151 | 0.033758
2365 | AC system | Compressor | RTU06 | Cooling |  |  | 3 | 7.7 | 575.0 |  | 10.279698325082000 | 0.75 | 0.89338 | 0.78375 | 4.5077 |  | 0.3 |  | 7.857142857142860 | 0 | 0 | 0 | 35.3571 | 43.8429 | 56.5714 | 73.0714 | 65.7643 | 35.3571 | 29.2286 | 0 | 0 | 0 | 0 | 0 | 159.3805 | 197.6318 | 255.0088 | 329.3864 | 296.4477 | 159.3805 | 131.7545 | 0 | 0 | 339.1929 | 1528.9902 | 0.50997
2366 | AC System | Fan | RTU06 | Cooling | 0.7 | [5 empty] | 0.7 | 0.75 | 0.75 | 0.7 | 0.5222 |  | 0.3 |  | 7.857142857142860 | 0 | 0 | 0 | 35.3571 | 43.8429 | 56.5714 | 73.0714 | 65.7643 | 35.3571 | 29.2286 | 0 | 0 | 0 | 0 | 0 | 18.4635 | 22.8947 | 29.5416 | 38.1579 | 34.3421 | 18.4635 | 15.2632 | 0 | 0 | 339.1929 | 177.1265 | 0.059077
2367 | AC system | Compressor 1 |  | Cooling 1 |  |  | 3 | 18.9 | 480.0 |  | 21.063223761749100 | 0.75 | 0.90412 | 0.79925 | 9.4191 |  | 0.4 | Occupied | 13.428571428571400 | 0 | 0 | 0 | 0 | 49.9543 | 112.8 | 116.56 | 133.2114 | 161.1429 | 66.6057 | 0 | 0 | 0 | 0 | 0 | 0 | 470.5224 | 1062.47 | 1097.8857 | 1254.7265 | 1517.8143 | 627.3632 | 0 | 0 | 640.2743 | 6030.7821 | 1.1017
2368 | AC system | Compressor 2 |  | Cooling 1 |  |  | 3 | 18.9 | 480.0 |  | 21.063223761749100 | 0.75 | 0.90412 | 0.79925 | 9.4191 |  | 0.4 | Occupied | 13.428571428571400 | 0 | 0 | 0 | 0 | 49.9543 | 112.8 | 116.56 | 133.2114 | 161.1429 | 66.6057 | 0 | 0 | 0 | 0 | 0 | 0 | 470.5224 | 1062.47 | 1097.8857 | 1254.7265 | 1517.8143 | 627.3632 | 0 | 0 | 640.2743 | 6030.7821 | 1.1017
2369 | AC system | Compressor | AHU-1 | Cooling 1 |  |  | 3 | 27.2 | 460.0 |  | 29.05016046153060 | 0.75 | 0.9115 | 0.80375 | 13.0638 |  | 0.3 | AHU-1 | 18.5 | 0 | 0 | 0 | 99.9 | 120.435 | 166.5 | 68.82 | 51.615 | 49.95 | 0 | 0 | 0 | 0 | 0 | 0 | 1305.0739 | 1573.3391 | 2175.1231 | 899.0509 | 674.2882 | 652.5369 | 0 | 0 | 0 | 557.22 | 7279.4121 | 1.7045
2370 | AC system | Compressor | AHU-1 | Cooling 1 |  |  | 3 | 27.2 | 460.0 |  | 29.05016046153060 | 0.75 | 0.9115 | 0.80375 | 13.0638 |  | 0.3 | AHU-1 | 18.5 | 0 | 0 | 0 | 99.9 | 120.435 | 166.5 | 68.82 | 51.615 | 49.95 | 0 | 0 | 0 | 0 | 0 | 0 | 1305.0739 | 1573.3391 | 2175.1231 | 899.0509 | 674.2882 | 652.5369 | 0 | 0 | 0 | 557.22 | 7279.4121 | 1.7045
2371 | AC system | Compressor | AHU-1 | Cooling 1 |  |  | 3 | 27.2 | 460.0 |  | 29.05016046153060 | 0.75 | 0.9115 | 0.80375 | 13.0638 |  | 0.3 | AHU-1 | 18.5 | 0 | 0 | 0 | 99.9 | 120.435 | 166.5 | 68.82 | 51.615 | 49.95 | 0 | 0 | 0 | 0 | 0 | 0 | 1305.0739 | 1573.3391 | 2175.1231 | 899.0509 | 674.2882 | 652.5369 | 0 | 0 | 0 | 557.22 | 7279.4121 | 1.7045
2372 | AC system | Compressor | AHU-1 | Cooling 1 |  |  | 3 | 27.2 | 460.0 |  | 29.05016046153060 | 0.75 | 0.9115 | 0.80375 | 13.0638 |  | 0.3 | AHU-1 | 18.5 | 0 | 0 | 0 | 99.9 | 120.435 | 166.5 | 68.82 | 51.615 | 49.95 | 0 | 0 | 0 | 0 | 0 | 0 | 1305.0739 | 1573.3391 | 2175.1231 | 899.0509 | 674.2882 | 652.5369 | 0 | 0 | 0 | 557.22 | 7279.4121 | 1.7045
2373 | AC system | Condenser Fan | AHU-1 | Cooling 1 |  |  | 3 | 2.5 | 460.0 |  | 2.670051513008320 | 0.75 | 0.845 | 0.702 | 1.0487 |  | 0.3 | AHU-1 | 18.5 | 0 | 0 | 0 | 99.9 | 120.435 | 166.5 | 68.82 | 51.615 | 49.95 | 0 | 0 | 0 | 0 | 0 | 0 | 104.7665 | 126.3018 | 174.6108 | 72.1725 | 54.1293 | 52.3832 | 0 | 0 | 0 | 557.22 | 584.3641 | 0.13683
2374 | AC system | Condenser Fan | AHU-1 | Cooling 1 |  |  | 3 | 2.5 | 460.0 |  | 2.670051513008320 | 0.75 | 0.845 | 0.702 | 1.0487 |  | 0.3 | AHU-1 | 18.5 | 0 | 0 | 0 | 99.9 | 120.435 | 166.5 | 68.82 | 51.615 | 49.95 | 0 | 0 | 0 | 0 | 0 | 0 | 104.7665 | 126.3018 | 174.6108 | 72.1725 | 54.1293 | 52.3832 | 0 | 0 | 0 | 557.22 | 584.3641 | 0.13683
2375 | AC system | Condenser Fan | AHU-1 | Cooling 1 |  |  | 3 | 2.5 | 460.0 |  | 2.670051513008320 | 0.75 | 0.845 | 0.702 | 1.0487 |  | 0.3 | AHU-1 | 18.5 | 0 | 0 | 0 | 99.9 | 120.435 | 166.5 | 68.82 | 51.615 | 49.95 | 0 | 0 | 0 | 0 | 0 | 0 | 104.7665 | 126.3018 | 174.6108 | 72.1725 | 54.1293 | 52.3832 | 0 | 0 | 0 | 557.22 | 584.3641 | 0.13683
2376 | AC system | Condenser Fan | AHU-1 | Cooling 1 |  |  | 3 | 2.5 | 460.0 |  | 2.670051513008320 | 0.75 | 0.845 | 0.702 | 1.0487 |  | 0.3 | AHU-1 | 18.5 | 0 | 0 | 0 | 99.9 | 120.435 | 166.5 | 68.82 | 51.615 | 49.95 | 0 | 0 | 0 | 0 | 0 | 0 | 104.7665 | 126.3018 | 174.6108 | 72.1725 | 54.1293 | 52.3832 | 0 | 0 | 0 | 557.22 | 584.3641 | 0.13683
2377 | AC system | Condenser Fan | AHU-1 | Cooling 1 |  |  | 3 | 2.5 | 460.0 |  | 2.670051513008320 | 0.75 | 0.845 | 0.702 | 1.0487 |  | 0.3 | AHU-1 | 18.5 | 0 | 0 | 0 | 99.9 | 120.435 | 166.5 | 68.82 | 51.615 | 49.95 | 0 | 0 | 0 | 0 | 0 | 0 | 104.7665 | 126.3018 | 174.6108 | 72.1725 | 54.1293 | 52.3832 | 0 | 0 | 0 | 557.22 | 584.3641 | 0.13683
2378 | AC system | Condenser Fan | AHU-1 | Cooling 1 |  |  | 3 | 2.5 | 460.0 |  | 2.670051513008320 | 0.75 | 0.845 | 0.702 | 1.0487 |  | 0.3 | AHU-1 | 18.5 | 0 | 0 | 0 | 99.9 | 120.435 | 166.5 | 68.82 | 51.615 | 49.95 | 0 | 0 | 0 | 0 | 0 | 0 | 104.7665 | 126.3018 | 174.6108 | 72.1725 | 54.1293 | 52.3832 | 0 | 0 | 0 | 557.22 | 584.3641 | 0.13683
2379 | AC System | Compressor | CU-1 | Cooling 1 |  |  | 1 | 13.4 | 208.0 |  | 3.736193029490620 | 0.75 | 0.75 | 0.845 | 1.7664 |  | 0.3 | Admin -RTU | 11.0 | 0 | 0 | 0 | 0 | 51.15 | 69.3 | 102.3 | 71.61 | 49.5 | 0 | 0 | 0 | 0 | 0 | 0 | 0 | 90.3507 | 122.4107 | 180.7015 | 126.491 | 87.4362 | 0 | 0 | 0 | 343.86 | 607.3902 | 0.075077
2380 | AC System | Compressor | CU-2 | Cooling 1 |  |  | 1 | 14.7 | 208.0 |  | 4.098659517426270 | 0.75 | 0.75 | 0.845 | 1.9378 |  | 0.3 | Admin -RTU | 11.0 | 0 | 0 | 0 | 0 | 51.15 | 69.3 | 102.3 | 71.61 | 49.5 | 0 | 0 | 0 | 0 | 0 | 0 | 0 | 99.1161 | 134.2864 | 198.2322 | 138.7626 | 95.9188 | 0 | 0 | 0 | 343.86 | 666.3161 | 0.082361
2381 | AC System | Compressor | CU-3 | Cooling 1 |  |  | 1 | 14.7 | 208.0 |  | 4.098659517426270 | 0.75 | 0.75 | 0.845 | 1.9378 |  | 0.3 | Admin -RTU | 11.0 | 0 | 0 | 0 | 0 | 51.15 | 69.3 | 102.3 | 71.61 | 49.5 | 0 | 0 | 0 | 0 | 0 | 0 | 0 | 99.1161 | 134.2864 | 198.2322 | 138.7626 | 95.9188 | 0 | 0 | 0 | 343.86 | 666.3161 | 0.082361
2382 | AC System | Compressor | CU-4 | Cooling 1 |  |  | 1 | 12.2 | 208.0 |  | 3.401608579088470 | 0.75 | 0.75 | 0.845 | 1.6082 |  | 0.3 | Admin -RTU | 11.0 | 0 | 0 | 0 | 0 | 51.15 | 69.3 | 102.3 | 71.61 | 49.5 | 0 | 0 | 0 | 0 | 0 | 0 | 0 | 82.2596 | 111.4485 | 164.5193 | 115.1635 | 79.6061 | 0 | 0 | 0 | 343.86 | 552.997 | 0.068354
2383 | AC System | Compressor | CU-6 | Cooling 1 |  |  | 1 | 16.2 | 208.0 |  | 4.516890080428950 | 0.75 | 0.75 | 0.845 | 2.1355 |  | 0.3 | Admin -RTU | 11.0 | 0 | 0 | 0 | 0 | 51.15 | 69.3 | 102.3 | 71.61 | 49.5 | 0 | 0 | 0 | 0 | 0 | 0 | 0 | 109.23 | 147.989 | 218.46 | 152.922 | 105.7065 | 0 | 0 | 0 | 343.86 | 734.3075 | 0.090765
2384 | AC System | Compressor | RTU-1 | Cooling 1 |  |  | 3 | 22.2 | 208.0 |  | 10.72106944910190 | 0.75 | 0.89338 | 0.78375 | 4.7013 |  | 0.3 | Admin -RTU | 11.0 | 0 | 0 | 0 | 0 | 51.15 | 69.3 | 102.3 | 71.61 | 49.5 | 0 | 0 | 0 | 0 | 0 | 0 | 0 | 240.4703 | 325.7984 | 480.9405 | 336.6584 | 232.7132 | 0 | 0 | 0 | 343.86 | 1616.5808 | 0.19982
2385 | AC System | Compressor | RTU-3 | Cooling 1 |  |  | 3 | 10.4 | 208.0 |  | 5.022482985164870 | 0.75 | 0.87 | 0.758 | 2.13 |  | 0.3 | Admin -RTU | 11.0 | 0 | 0 | 0 | 0 | 51.15 | 69.3 | 102.3 | 71.61 | 49.5 | 0 | 0 | 0 | 0 | 0 | 0 | 0 | 108.9515 | 147.6118 | 217.9031 | 152.5322 | 105.437 | 0 | 0 | 0 | 343.86 | 732.4356 | 0.090534
2386 | AC System | Compressor | RTU-4 | Cooling 1 |  |  | 3 | 10.4 | 208.0 |  | 5.022482985164870 | 0.75 | 0.87 | 0.758 | 2.13 |  | 0.3 | Admin -RTU | 11.0 | 0 | 0 | 0 | 0 | 51.15 | 69.3 | 102.3 | 71.61 | 49.5 | 0 | 0 | 0 | 0 | 0 | 0 | 0 | 108.9515 | 147.6118 | 217.9031 | 152.5322 | 105.437 | 0 | 0 | 0 | 343.86 | 732.4356 | 0.090534
2387 | AC System | Condenser Fan | RTU-1 | Cooling 1 | 0.66 | [5 empty] | 0.66 | 0.75 | 0.75 | 0.7 | 0.49236 |  | 0.3 | Admin -RTU | 11.0 | 0 | 0 | 0 | 0 | 51.15 | 69.3 | 102.3 | 71.61 | 49.5 | 0 | 0 | 0 | 0 | 0 | 0 | 0 | 25.1842 | 34.1205 | 50.3684 | 35.2579 | 24.3718 | 0 | 0 | 0 | 343.86 | 169.3029 | 0.020927
2388 | AC System | Multi Stack - Compressor 1 | ACSS01 | Cooling |  | 6.1748 |  |  |  |  | 8.277159690325800 | 0.75 | 0.8825 | 0.7645 | 5.2477 |  | 0.2 |  | 24.0 | 0 | 0 | 0 | 72 | 89.28 | 115.2 | 148.8 | 133.92 | 72 | 59.52 | 0 | 0 | 0 | 0 | 0 | 377.8324 | 468.5122 | 604.5319 | 780.8536 | 702.7683 | 377.8324 | 312.3415 | 0 | 0 | 690.72 | 3624.6722 | 1.2089
2389 | AC System | Multi Stack - Compressor 2 | ACSS01 | Cooling |  | 6.1748 |  |  |  |  | 8.277159690325800 | 0.75 | 0.8825 | 0.7645 | 5.2477 |  | 0.2 |  | 24.0 | 0 | 0 | 0 | 72 | 89.28 | 115.2 | 148.8 | 133.92 | 72 | 59.52 | 0 | 0 | 0 | 0 | 0 | 377.8324 | 468.5122 | 604.5319 | 780.8536 | 702.7683 | 377.8324 | 312.3415 | 0 | 0 | 690.72 | 3624.6722 | 1.2089
2390 | AC System | Multi Stack - Compressor 3 | ACSS01 | Cooling |  | 12.6483 |  |  |  |  | 16.95482710760290 | 0.75 | 0.90012 | 0.7965 | 10.5388 |  | 0.2 |  | 24.0 | 0 | 0 | 0 | 72 | 89.28 | 115.2 | 148.8 | 133.92 | 72 | 59.52 | 0 | 0 | 0 | 0 | 0 | 758.7927 | 940.9029 | 1214.0683 | 1568.1715 | 1411.3544 | 758.7927 | 627.2686 | 0 | 0 | 690.72 | 7279.351 | 2.4279
2391 | AC System | Multi Stack - Compressor 4 | ACSS01 | Cooling |  | 12.6483 |  |  |  |  | 16.95482710760290 | 0.75 | 0.90012 | 0.7965 | 10.5388 |  | 0.2 |  | 24.0 | 0 | 0 | 0 | 72 | 89.28 | 115.2 | 148.8 | 133.92 | 72 | 59.52 | 0 | 0 | 0 | 0 | 0 | 758.7927 | 940.9029 | 1214.0683 | 1568.1715 | 1411.3544 | 758.7927 | 627.2686 | 0 | 0 | 690.72 | 7279.351 | 2.4279
2392 | AC System | Multi Stack - Compressor 5 | ACSS01 | Cooling |  | 12.6483 |  |  |  |  | 16.95482710760290 | 0.75 | 0.90012 | 0.7965 | 10.5388 |  | 0.2 |  | 24.0 | 0 | 0 | 0 | 72 | 89.28 | 115.2 | 148.8 | 133.92 | 72 | 59.52 | 0 | 0 | 0 | 0 | 0 | 758.7927 | 940.9029 | 1214.0683 | 1568.1715 | 1411.3544 | 758.7927 | 627.2686 | 0 | 0 | 690.72 | 7279.351 | 2.4279
2393 | AC System | Multi Stack - Compressor 6 | ACSS01 | Cooling |  | 12.6483 |  |  |  |  | 16.95482710760290 | 0.75 | 0.90012 | 0.7965 | 10.5388 |  | 0.2 |  | 24.0 | 0 | 0 | 0 | 72 | 89.28 | 115.2 | 148.8 | 133.92 | 72 | 59.52 | 0 | 0 | 0 | 0 | 0 | 758.7927 | 940.9029 | 1214.0683 | 1568.1715 | 1411.3544 | 758.7927 | 627.2686 | 0 | 0 | 690.72 | 7279.351 | 2.4279
2394 | AC System | Multi Stack - Compressor 7 | ACSS01 | Cooling |  | 12.6483 |  |  |  |  | 16.95482710760290 | 0.75 | 0.90012 | 0.7965 | 10.5388 |  | 0.2 |  | 24.0 | 0 | 0 | 0 | 72 | 89.28 | 115.2 | 148.8 | 133.92 | 72 | 59.52 | 0 | 0 | 0 | 0 | 0 | 758.7927 | 940.9029 | 1214.0683 | 1568.1715 | 1411.3544 | 758.7927 | 627.2686 | 0 | 0 | 690.72 | 7279.351 | 2.4279
2395 | AC System | Multi Stack - Compressor 8 | ACSS01 | Cooling |  | 12.6483 |  |  |  |  | 16.95482710760290 | 0.75 | 0.90012 | 0.7965 | 10.5388 |  | 0.2 |  | 24.0 | 0 | 0 | 0 | 72 | 89.28 | 115.2 | 148.8 | 133.92 | 72 | 59.52 | 0 | 0 | 0 | 0 | 0 | 758.7927 | 940.9029 | 1214.0683 | 1568.1715 | 1411.3544 | 758.7927 | 627.2686 | 0 | 0 | 690.72 | 7279.351 | 2.4279
2396 | Heat Pump | Compressor | MHP-4 | Heat Pump |  |  | 3 | 48 | 575.0 |  | 64.08123631219980 | 0.75 | 0.93063 | 0.82325 | 29.5164 |  | 0.01 | All Day | 24.0 | 7.44 | 6.72 | 7.44 | 5.76 | 4.464 | 5.76 | 5.952 | 5.952 | 5.76 | 5.952 | 7.2 | 7.44 | 219.6017 | 198.3499 | 219.6017 | 170.0142 | 131.761 | 170.0142 | 175.6813 | 175.6813 | 170.0142 | 175.6813 | 212.5177 | 219.6017 | 75.84 | 2238.5203 | 0.1614
2397 | UH & FF | Ventilation Fan | BBH-1 | Heating 1 | 0.06666666666666670 | [5 empty] | 0.06666666666666670 | 0.75 | 0.75 | 0.7 | 0.049733 |  | 0.05 | All Day | 24.0 | 37.2 | 33.6 | 33.48 | 18 | 14.88 | 3.6 | 0 | 0 | 3.6 | 14.88 | 14.4 | 26.04 | 1.8501 | 1.671 | 1.6651 | 0.8952 | 0.74003 | 0.17904 | 0 | 0 | 0.17904 | 0.74003 | 0.71616 | 1.2951 | 199.68 | 9.9308 | 0.0016517
2398 | UH & FF | Ventilation Fan | BBH-2 | Heating 1 | 0.06666666666666670 | [5 empty] | 0.06666666666666670 | 0.75 | 0.75 | 0.7 | 0.049733 |  | 0.05 | All Day | 24.0 | 37.2 | 33.6 | 33.48 | 18 | 14.88 | 3.6 | 0 | 0 | 3.6 | 14.88 | 14.4 | 26.04 | 1.8501 | 1.671 | 1.6651 | 0.8952 | 0.74003 | 0.17904 | 0 | 0 | 0.17904 | 0.74003 | 0.71616 | 1.2951 | 199.68 | 9.9308 | 0.0016517
2399 | UH & FF | Ventilation Fan | UH-2 | Heating 1 | 0.0666666666666667 | [5 empty] | 0.0666666666666667 | 0.75 | 0.75 | 0.7 | 0.049733 |  | 0.1 | All Day | 24.0 | 74.4 | 67.2 | 66.96 | 36 | 29.76 | 7.2 | 0 | 0 | 7.2 | 29.76 | 28.8 | 52.08 | 3.7002 | 3.3421 | 3.3301 | 1.7904 | 1.4801 | 0.35808 | 0 | 0 | 0.35808 | 1.4801 | 1.4323 | 2.5901 | 399.36 | 19.8615 | 0.0033034
2400 | UH & FF | Ventilation Fan | UH-4 | Heating 1 | 0.06666666666666670 | [5 empty] | 0.06666666666666670 | 0.75 | 0.75 | 0.7 | 0.049733 |  | 0.1 | All Day | 24.0 | 74.4 | 67.2 | 66.96 | 36 | 29.76 | 7.2 | 0 | 0 | 7.2 | 29.76 | 28.8 | 52.08 | 3.7002 | 3.3421 | 3.3301 | 1.7904 | 1.4801 | 0.35808 | 0 | 0 | 0.35808 | 1.4801 | 1.4323 | 2.5901 | 399.36 | 19.8615 | 0.0033034
2401 | UH & FF | Ventilation Fan | UH-6 | Heating 1 | 0.06666666666666670 | [5 empty] | 0.06666666666666670 | 0.75 | 0.75 | 0.7 | 0.049733 |  | 0.1 | All Day | 24.0 | 74.4 | 67.2 | 66.96 | 36 | 29.76 | 7.2 | 0 | 0 | 7.2 | 29.76 | 28.8 | 52.08 | 3.7002 | 3.3421 | 3.3301 | 1.7904 | 1.4801 | 0.35808 | 0 | 0 | 0.35808 | 1.4801 | 1.4323 | 2.5901 | 399.36 | 19.8615 | 0.0033034
2402 | UH & FF | Ventilation Fan | UH-7 | Heating 1 | 0.06666666666666670 | [5 empty] | 0.06666666666666670 | 0.75 | 0.75 | 0.7 | 0.049733 |  | 0.1 | All Day | 24.0 | 74.4 | 67.2 | 66.96 | 36 | 29.76 | 7.2 | 0 | 0 | 7.2 | 29.76 | 28.8 | 52.08 | 3.7002 | 3.3421 | 3.3301 | 1.7904 | 1.4801 | 0.35808 | 0 | 0 | 0.35808 | 1.4801 | 1.4323 | 2.5901 | 399.36 | 19.8615 | 0.0033034
2403 | UH & FF | Ventilation Fan | UH-10 | Heating 1 | 0.06666666666666670 | [5 empty] | 0.06666666666666670 | 0.75 | 0.75 | 0.7 | 0.049733 |  | 0.1 | All Day | 24.0 | 74.4 | 67.2 | 66.96 | 36 | 29.76 | 7.2 | 0 | 0 | 7.2 | 29.76 | 28.8 | 52.08 | 3.7002 | 3.3421 | 3.3301 | 1.7904 | 1.4801 | 0.35808 | 0 | 0 | 0.35808 | 1.4801 | 1.4323 | 2.5901 | 399.36 | 19.8615 | 0.0033034
2404 | UH & FF | Ventilation Fan | UH-12 | Heating 1 | 0.06666666666666670 | [5 empty] | 0.06666666666666670 | 0.75 | 0.75 | 0.7 | 0.049733 |  | 0.1 | All Day | 24.0 | 74.4 | 67.2 | 66.96 | 36 | 29.76 | 7.2 | 0 | 0 | 7.2 | 29.76 | 28.8 | 52.08 | 3.7002 | 3.3421 | 3.3301 | 1.7904 | 1.4801 | 0.35808 | 0 | 0 | 0.35808 | 1.4801 | 1.4323 | 2.5901 | 399.36 | 19.8615 | 0.0033034
2405 | UH & FF | Ventilation Fan | UH-13 | Heating 1 | 0.06666666666666670 | [5 empty] | 0.06666666666666670 | 0.75 | 0.75 | 0.7 | 0.049733 |  | 0.1 | All Day | 24.0 | 74.4 | 67.2 | 66.96 | 36 | 29.76 | 7.2 | 0 | 0 | 7.2 | 29.76 | 28.8 | 52.08 | 3.7002 | 3.3421 | 3.3301 | 1.7904 | 1.4801 | 0.35808 | 0 | 0 | 0.35808 | 1.4801 | 1.4323 | 2.5901 | 399.36 | 19.8615 | 0.0033034
2406 | UH & FF | Ventilation Fan | UH-14 | Heating 1 | 0.06666666666666670 | [5 empty] | 0.06666666666666670 | 0.75 | 0.75 | 0.7 | 0.049733 |  | 0.1 | All Day | 24.0 | 74.4 | 67.2 | 66.96 | 36 | 29.76 | 7.2 | 0 | 0 | 7.2 | 29.76 | 28.8 | 52.08 | 3.7002 | 3.3421 | 3.3301 | 1.7904 | 1.4801 | 0.35808 | 0 | 0 | 0.35808 | 1.4801 | 1.4323 | 2.5901 | 399.36 | 19.8615 | 0.0033034
2407 | UH & FF | Ventilation Fan | UH-15 | Heating 1 | 0.06666666666666670 | [5 empty] | 0.06666666666666670 | 0.75 | 0.75 | 0.7 | 0.049733 |  | 0.1 | All Day | 24.0 | 74.4 | 67.2 | 66.96 | 36 | 29.76 | 7.2 | 0 | 0 | 7.2 | 29.76 | 28.8 | 52.08 | 3.7002 | 3.3421 | 3.3301 | 1.7904 | 1.4801 | 0.35808 | 0 | 0 | 0.35808 | 1.4801 | 1.4323 | 2.5901 | 399.36 | 19.8615 | 0.0033034
2408 | UH & FF | Ventilation Fan | UH-16 | Heating 1 | 0.06666666666666670 | [5 empty] | 0.06666666666666670 | 0.75 | 0.75 | 0.7 | 0.049733 |  | 0.1 | All Day | 24.0 | 74.4 | 67.2 | 66.96 | 36 | 29.76 | 7.2 | 0 | 0 | 7.2 | 29.76 | 28.8 | 52.08 | 3.7002 | 3.3421 | 3.3301 | 1.7904 | 1.4801 | 0.35808 | 0 | 0 | 0.35808 | 1.4801 | 1.4323 | 2.5901 | 399.36 | 19.8615 | 0.0033034
2409 | UH & FF | Ventilation Fan | UH-18 | Heating 1 | 0.06666666666666670 | [5 empty] | 0.06666666666666670 | 0.75 | 0.75 | 0.7 | 0.049733 |  | 0.1 | All Day | 24.0 | 74.4 | 67.2 | 66.96 | 36 | 29.76 | 7.2 | 0 | 0 | 7.2 | 29.76 | 28.8 | 52.08 | 3.7002 | 3.3421 | 3.3301 | 1.7904 | 1.4801 | 0.35808 | 0 | 0 | 0.35808 | 1.4801 | 1.4323 | 2.5901 | 399.36 | 19.8615 | 0.0033034
2410 | UH & FF | Ventilation Fan | UH-22 | Heating 1 | 0.06666666666666670 | [5 empty] | 0.06666666666666670 | 0.75 | 0.75 | 0.7 | 0.049733 |  | 0.1 | All Day | 24.0 | 74.4 | 67.2 | 66.96 | 36 | 29.76 | 7.2 | 0 | 0 | 7.2 | 29.76 | 28.8 | 52.08 | 3.7002 | 3.3421 | 3.3301 | 1.7904 | 1.4801 | 0.35808 | 0 | 0 | 0.35808 | 1.4801 | 1.4323 | 2.5901 | 399.36 | 19.8615 | 0.0033034
2411 | UH & FF | Ventilation Fan | FFH-5 | Heating 1 | 0.06666666666666670 | [5 empty] | 0.06666666666666670 | 0.75 | 0.75 | 0.7 | 0.049733 |  | 0.1 | All Day | 24.0 | 74.4 | 67.2 | 66.96 | 36 | 29.76 | 7.2 | 0 | 0 | 7.2 | 29.76 | 28.8 | 52.08 | 3.7002 | 3.3421 | 3.3301 | 1.7904 | 1.4801 | 0.35808 | 0 | 0 | 0.35808 | 1.4801 | 1.4323 | 2.5901 | 399.36 | 19.8615 | 0.0033034
2412 | UH & FF | Ventilation Fan | FFH-6 | Heating 1 | 0.06666666666666670 | [5 empty] | 0.06666666666666670 | 0.75 | 0.75 | 0.7 | 0.049733 |  | 0.1 | All Day | 24.0 | 74.4 | 67.2 | 66.96 | 36 | 29.76 | 7.2 | 0 | 0 | 7.2 | 29.76 | 28.8 | 52.08 | 3.7002 | 3.3421 | 3.3301 | 1.7904 | 1.4801 | 0.35808 | 0 | 0 | 0.35808 | 1.4801 | 1.4323 | 2.5901 | 399.36 | 19.8615 | 0.0033034
2413 | UH & FF | Ventilation Fan | BBH-3 | Heating 1 | 0.06666666666666670 | [5 empty] | 0.06666666666666670 | 0.75 | 0.75 | 0.7 | 0.049733 |  | 0.2 | All Day | 24.0 | 148.8 | 134.4 | 133.92 | 72 | 59.52 | 14.4 | 0 | 0 | 14.4 | 59.52 | 57.6 | 104.16 | 7.4003 | 6.6842 | 6.6603 | 3.5808 | 2.9601 | 0.71616 | 0 | 0 | 0.71616 | 2.9601 | 2.8646 | 5.1802 | 798.72 | 39.723 | 0.0066067
2414 | UH & FF | Ventilation Fan | BBH-4 | Heating 1 | 0.06666666666666670 | [5 empty] | 0.06666666666666670 | 0.75 | 0.75 | 0.7 | 0.049733 |  | 0.2 | All Day | 24.0 | 148.8 | 134.4 | 133.92 | 72 | 59.52 | 14.4 | 0 | 0 | 14.4 | 59.52 | 57.6 | 104.16 | 7.4003 | 6.6842 | 6.6603 | 3.5808 | 2.9601 | 0.71616 | 0 | 0 | 0.71616 | 2.9601 | 2.8646 | 5.1802 | 798.72 | 39.723 | 0.0066067
2415 | Electric heating | Electric Unit Heater |  | Heating 2 |  | 2 |  |  |  |  | 2.680965147 | 0.75 | 0.845 | 0.702 | 1.7751 |  | 0.8 | All Day | 24.0 | 595.2 | 456.96 | 357.12 | 230.4 | 0 | 0 | 0 | 0 | 0 | 0 | 576 | 595.2 | 1056.568 | 811.1716 | 633.9408 | 408.9941 | 0 | 0 | 0 | 0 | 0 | 0 | 1022.4852 | 1056.568 | 2810.88 | 4989.7278 | 16.4177
2416 | AC system | DX Cooling | AHU-1 | Cooling 1 |  |  | 3 | 31.7 | 208.0 |  | 15.308914483627500 | 0.75 | 0.90012 | 0.7965 | 6.8223 |  | 0.25 | AHU-1 | 18.785714285714300 | 0 | 0 | 0 | 0 | 14.5589 | 56.3571 | 131.0304 | 145.5893 | 112.7143 | 87.3536 | 14.0893 | 0 | 0 | 0 | 0 | 0 | 99.3253 | 384.4849 | 893.9273 | 993.2525 | 768.9697 | 595.9515 | 96.1212 | 0 | 561.6929 | 3832.0324 | 3.6293
2417 | AC system | DX Cooling | AHU-1 | Cooling 1 |  |  | 3 | 31.7 | 208.0 |  | 15.308914483627500 | 0.75 | 0.90012 | 0.7965 | 6.8223 |  | 0.25 | AHU-1 | 18.785714285714300 | 0 | 0 | 0 | 0 | 14.5589 | 56.3571 | 131.0304 | 145.5893 | 112.7143 | 87.3536 | 14.0893 | 0 | 0 | 0 | 0 | 0 | 99.3253 | 384.4849 | 893.9273 | 993.2525 | 768.9697 | 595.9515 | 96.1212 | 0 | 561.6929 | 3832.0324 | 3.6293
2418 | AC system | DX Cooling | AHU-1 | Cooling 1 |  |  | 3 | 31.7 | 208.0 |  | 15.308914483627500 | 0.75 | 0.90012 | 0.7965 | 6.8223 |  | 0.25 | AHU-1 | 18.785714285714300 | 0 | 0 | 0 | 0 | 14.5589 | 56.3571 | 131.0304 | 145.5893 | 112.7143 | 87.3536 | 14.0893 | 0 | 0 | 0 | 0 | 0 | 99.3253 | 384.4849 | 893.9273 | 993.2525 | 768.9697 | 595.9515 | 96.1212 | 0 | 561.6929 | 3832.0324 | 3.6293
2419 | AC system | DX Cooling | AHU-1 | Cooling 1 |  |  | 3 | 31.7 | 208.0 |  | 15.308914483627500 | 0.75 | 0.90012 | 0.7965 | 6.8223 |  | 0.25 | AHU-1 | 18.785714285714300 | 0 | 0 | 0 | 0 | 14.5589 | 56.3571 | 131.0304 | 145.5893 | 112.7143 | 87.3536 | 14.0893 | 0 | 0 | 0 | 0 | 0 | 99.3253 | 384.4849 | 893.9273 | 993.2525 | 768.9697 | 595.9515 | 96.1212 | 0 | 561.6929 | 3832.0324 | 3.6293
2420 | AC system | Compressor | CU-1 | Cooling 1 |  |  | 3 | 17.3 | 575 |  | 23.095945587522000 | 0.75 | 0.90412 | 0.79925 | 10.3281 |  | 0.28 | 24h 7d | 24.0 | 0 | 0 | 0 | 0 | 62.496 | 120.96 | 208.32 | 208.32 | 60.48 | 0 | 0 | 0 | 0 | 0 | 0 | 0 | 645.462 | 1249.2814 | 2151.5401 | 2151.5401 | 624.6407 | 0 | 0 | 0 | 660.576 | 6822.4643 | 0.80935
2421 | AC system | Compressor | CU-1 | Cooling 1 |  |  | 3 | 17.3 | 575 |  | 23.095945587522000 | 0.75 | 0.90412 | 0.79925 | 10.3281 |  | 0.28 | 24h 7d | 24.0 | 0 | 0 | 0 | 0 | 62.496 | 120.96 | 208.32 | 208.32 | 60.48 | 0 | 0 | 0 | 0 | 0 | 0 | 0 | 645.462 | 1249.2814 | 2151.5401 | 2151.5401 | 624.6407 | 0 | 0 | 0 | 660.576 | 6822.4643 | 0.80935
2422 | AC system | Compressor | CU-2 | Cooling 1 |  |  | 3 | 10.8 | 575 |  | 14.418278170244900 | 0.75 | 0.89338 | 0.78375 | 6.3225 |  | 0.28 | 24h 7d | 24.0 | 0 | 0 | 0 | 0 | 62.496 | 120.96 | 208.32 | 208.32 | 60.48 | 0 | 0 | 0 | 0 | 0 | 0 | 0 | 395.133 | 764.7735 | 1317.1099 | 1317.1099 | 382.3867 | 0 | 0 | 0 | 660.576 | 4176.513 | 0.49546
2423 | AC system | Compressor | CU-2 | Cooling 1 |  |  | 3 | 10.8 | 575 |  | 14.418278170244900 | 0.75 | 0.89338 | 0.78375 | 6.3225 |  | 0.28 | 24h 7d | 24.0 | 0 | 0 | 0 | 0 | 62.496 | 120.96 | 208.32 | 208.32 | 60.48 | 0 | 0 | 0 | 0 | 0 | 0 | 0 | 395.133 | 764.7735 | 1317.1099 | 1317.1099 | 382.3867 | 0 | 0 | 0 | 660.576 | 4176.513 | 0.49546
2424 | AC system | Compressor | CU-3 | Cooling 1 |  |  | 3 | 12.1 | 575 |  | 16.15381165370040 | 0.75 | 0.90012 | 0.7965 | 7.1988 |  | 0.28 | 24h 7d | 24.0 | 0 | 0 | 0 | 0 | 62.496 | 120.96 | 208.32 | 208.32 | 60.48 | 0 | 0 | 0 | 0 | 0 | 0 | 0 | 449.897 | 870.7684 | 1499.6567 | 1499.6567 | 435.3842 | 0 | 0 | 0 | 660.576 | 4755.363 | 0.56413
2425 | AC system | Compressor | CU-5 | Cooling 1 |  |  | 3 | 10 | 208 |  | 4.829310562658530 | 0.75 | 0.86 | 0.71525 | 1.9326 |  | 0.28 | 24h 7d | 24.0 | 0 | 0 | 0 | 0 | 62.496 | 120.96 | 208.32 | 208.32 | 60.48 | 0 | 0 | 0 | 0 | 0 | 0 | 0 | 120.7801 | 233.7679 | 402.6003 | 402.6003 | 116.8839 | 0 | 0 | 0 | 660.576 | 1276.6325 | 0.15145
2426 | AC system | Compressor | CU-5 | Cooling 1 |  |  | 3 | 10 | 208 |  | 4.829310562658530 | 0.75 | 0.86 | 0.71525 | 1.9326 |  | 0.28 | 24h 7d | 24.0 | 0 | 0 | 0 | 0 | 62.496 | 120.96 | 208.32 | 208.32 | 60.48 | 0 | 0 | 0 | 0 | 0 | 0 | 0 | 120.7801 | 233.7679 | 402.6003 | 402.6003 | 116.8839 | 0 | 0 | 0 | 660.576 | 1276.6325 | 0.15145
2427 | Miscellaneous electricity | Unit heater |  | Heating 1 |  |  | 1 |  | 115.0 | 1.3 | 0.20040214477211800 | 0.75 | 0.75 | 0.67 | 0.10017 |  | 0.2 | All Day | 24.0 | 133.92 | 134.4 | 104.16 | 86.4 | 59.52 | 36 | 2.976 | 74.4 | 0 | 29.76 | 72 | 119.04 | 13.4141 | 13.4622 | 10.4332 | 8.6543 | 5.9618 | 3.6059 | 0.29809 | 7.4523 | 0 | 2.9809 | 7.2119 | 11.9236 | 852.576 | 85.3983 | 0.24776
2428 | Pump | HW Pump | P3A | Heating 1 |  |  | 3 |  | 575.0 | 6 | 8.010154539024970 | 0.75 | 0.8825 | 0.7645 | 4.5683 |  | 0.7 | Occupied | 16.75 | 345.3012 | 311.885 | 254.4325 | 211.05 | 109.0425 | 35.175 | 0 | 29.078 | 105.525 | 254.4325 | 298.9875 | 363.475 | 1577.4491 | 1424.7928 | 1162.3309 | 964.1455 | 498.1418 | 160.6909 | 0 | 132.8378 | 482.0727 | 1162.3309 | 1365.8728 | 1660.4728 | 2318.3843 | 10591.1381 | 1.1327
2429 | AC system | Cooling Tower | CT-101 | Cooling 2 |  |  | 3 |  | 575.0 | 5.6 | 7.476144236 | 0.75 | 0.87 | 0.758 | 4.2275 |  | 0.5 | CHW System | 8.314285714 | 128.8714 | 116.4 | 128.8714 | 124.7143 | 128.8714 | 124.7143 | 128.8714 | 128.8714 | 124.7143 | 128.8714 | 124.7143 | 128.8714 | 544.8066 | 492.0834 | 544.8066 | 527.2322 | 544.8066 | 527.2322 | 544.8066 | 544.8066 | 527.2322 | 544.8066 | 527.2322 | 544.8066 | 1517.3571 | 6414.6582 | 0.79007
2430 | AC system | Cooling Tower | CT-102 | Cooling 2 |  |  | 3 |  | 575.0 | 5.6 | 7.476144236 | 0.75 | 0.87 | 0.758 | 4.2275 |  | 0.5 | CHW System | 8.314285714 | 128.8714 | 116.4 | 128.8714 | 124.7143 | 128.8714 | 124.7143 | 128.8714 | 128.8714 | 124.7143 | 128.8714 | 124.7143 | 128.8714 | 544.8066 | 492.0834 | 544.8066 | 527.2322 | 544.8066 | 527.2322 | 544.8066 | 544.8066 | 527.2322 | 544.8066 | 527.2322 | 544.8066 | 1517.3571 | 6414.6582 | 0.79007
2431 | AC system | Tenant Suppliment cooling |  | Cooling 2 |  | 8.7925 |  |  |  |  | 11.78619303 | 0.75 | 0.89338 | 0.78375 | 7.3814 |  | 0.5 | CHW System | 8.314285714 | 128.8714 | 116.4 | 128.8714 | 124.7143 | 128.8714 | 124.7143 | 128.8714 | 128.8714 | 124.7143 | 128.8714 | 124.7143 | 128.8714 | 951.254 | 859.1971 | 951.254 | 920.5684 | 951.254 | 920.5684 | 951.254 | 951.254 | 920.5684 | 951.254 | 920.5684 | 951.254 | 1517.3571 | 11200.2485 | 1.3795
2432 | AC system | Tenant Suppliment cooling |  | Cooling 2 |  | 8.7925 |  |  |  |  | 11.78619303 | 0.75 | 0.89338 | 0.78375 | 7.3814 |  | 0.5 | CHW System | 8.314285714 | 128.8714 | 116.4 | 128.8714 | 124.7143 | 128.8714 | 124.7143 | 128.8714 | 128.8714 | 124.7143 | 128.8714 | 124.7143 | 128.8714 | 951.254 | 859.1971 | 951.254 | 920.5684 | 951.254 | 920.5684 | 951.254 | 951.254 | 920.5684 | 951.254 | 920.5684 | 951.254 | 1517.3571 | 11200.2485 | 1.3795
2433 | AC system | Tenant Suppliment cooling |  | Cooling 2 |  | 8.7925 |  |  |  |  | 11.78619303 | 0.75 | 0.89338 | 0.78375 | 7.3814 |  | 0.5 | CHW System | 8.314285714 | 128.8714 | 116.4 | 128.8714 | 124.7143 | 128.8714 | 124.7143 | 128.8714 | 128.8714 | 124.7143 | 128.8714 | 124.7143 | 128.8714 | 951.254 | 859.1971 | 951.254 | 920.5684 | 951.254 | 920.5684 | 951.254 | 951.254 | 920.5684 | 951.254 | 920.5684 | 951.254 | 1517.3571 | 11200.2485 | 1.3795
2434 | AC system | Tenant Suppliment cooling |  | Cooling 2 |  | 8.7925 |  |  |  |  | 11.78619303 | 0.75 | 0.89338 | 0.78375 | 7.3814 |  | 0.5 | CHW System | 8.314285714 | 128.8714 | 116.4 | 128.8714 | 124.7143 | 128.8714 | 124.7143 | 128.8714 | 128.8714 | 124.7143 | 128.8714 | 124.7143 | 128.8714 | 951.254 | 859.1971 | 951.254 | 920.5684 | 951.254 | 920.5684 | 951.254 | 951.254 | 920.5684 | 951.254 | 920.5684 | 951.254 | 1517.3571 | 11200.2485 | 1.3795
2435 | AC system | Compressor | CH-1 | Cooling 1 |  |  | 3 | 39.4 | 200.0 |  | 18.2956573239179 | 0.75 | 0.90012 | 0.7965 | 8.1533 |  | 0.65 | All Day | 24.0 | 0 | 0 | 0 | 70.2 | 265.98 | 411.84 | 483.6 | 425.568 | 163.8 | 62.868 | 18.72 | 0 | 0 | 0 | 0 | 572.3623 | 2168.6171 | 3357.8587 | 3942.9401 | 3469.7873 | 1335.512 | 512.5822 | 152.6299 | 0 | 1902.576 | 15512.2895 | 2.1406
2436 | AC system | Compressor | CH-1 | Cooling 1 |  |  | 3 | 39.4 | 200.0 |  | 18.2956573239179 | 0.75 | 0.90012 | 0.7965 | 8.1533 |  | 0.65 | All Day | 24.0 | 0 | 0 | 0 | 70.2 | 265.98 | 411.84 | 483.6 | 425.568 | 163.8 | 62.868 | 18.72 | 0 | 0 | 0 | 0 | 572.3623 | 2168.6171 | 3357.8587 | 3942.9401 | 3469.7873 | 1335.512 | 512.5822 | 152.6299 | 0 | 1902.576 | 15512.2895 | 2.1406
2437 | AC system | Compressor | CH-1 | Cooling 1 |  |  | 3 | 39.4 | 200.0 |  | 18.2956573239179 | 0.75 | 0.90012 | 0.7965 | 8.1533 |  | 0.65 | All Day | 24.0 | 0 | 0 | 0 | 70.2 | 265.98 | 411.84 | 483.6 | 425.568 | 163.8 | 62.868 | 18.72 | 0 | 0 | 0 | 0 | 572.3623 | 2168.6171 | 3357.8587 | 3942.9401 | 3469.7873 | 1335.512 | 512.5822 | 152.6299 | 0 | 1902.576 | 15512.2895 | 2.1406
2438 | AC system | Compressor | CH-1 | Cooling 1 |  |  | 3 | 39.4 | 200.0 |  | 18.2956573239179 | 0.75 | 0.90012 | 0.7965 | 8.1533 |  | 0.65 | All Day | 24.0 | 0 | 0 | 0 | 70.2 | 265.98 | 411.84 | 483.6 | 425.568 | 163.8 | 62.868 | 18.72 | 0 | 0 | 0 | 0 | 572.3623 | 2168.6171 | 3357.8587 | 3942.9401 | 3469.7873 | 1335.512 | 512.5822 | 152.6299 | 0 | 1902.576 | 15512.2895 | 2.1406
2439 | AC system | Compressor | CH-2 | Cooling 1 |  |  | 3 | 39.4 | 200.0 |  | 18.2956573239179 | 0.75 | 0.90012 | 0.7965 | 8.1533 |  | 0.65 | All Day | 24.0 | 0 | 0 | 0 | 70.2 | 265.98 | 411.84 | 483.6 | 425.568 | 163.8 | 62.868 | 18.72 | 0 | 0 | 0 | 0 | 572.3623 | 2168.6171 | 3357.8587 | 3942.9401 | 3469.7873 | 1335.512 | 512.5822 | 152.6299 | 0 | 1902.576 | 15512.2895 | 2.1406
2440 | AC system | Compressor | CH-2 | Cooling 1 |  |  | 3 | 39.4 | 200.0 |  | 18.2956573239179 | 0.75 | 0.90012 | 0.7965 | 8.1533 |  | 0.65 | All Day | 24.0 | 0 | 0 | 0 | 70.2 | 265.98 | 411.84 | 483.6 | 425.568 | 163.8 | 62.868 | 18.72 | 0 | 0 | 0 | 0 | 572.3623 | 2168.6171 | 3357.8587 | 3942.9401 | 3469.7873 | 1335.512 | 512.5822 | 152.6299 | 0 | 1902.576 | 15512.2895 | 2.1406
2441 | AC system | Compressor | CH-2 | Cooling 1 |  |  | 3 | 39.4 | 200.0 |  | 18.2956573239179 | 0.75 | 0.90012 | 0.7965 | 8.1533 |  | 0.65 | All Day | 24.0 | 0 | 0 | 0 | 70.2 | 265.98 | 411.84 | 483.6 | 425.568 | 163.8 | 62.868 | 18.72 | 0 | 0 | 0 | 0 | 572.3623 | 2168.6171 | 3357.8587 | 3942.9401 | 3469.7873 | 1335.512 | 512.5822 | 152.6299 | 0 | 1902.576 | 15512.2895 | 2.1406
2442 | AC system | Compressor | CH-2 | Cooling 1 |  |  | 3 | 39.4 | 200.0 |  | 18.2956573239179 | 0.75 | 0.90012 | 0.7965 | 8.1533 |  | 0.65 | All Day | 24.0 | 0 | 0 | 0 | 70.2 | 265.98 | 411.84 | 483.6 | 425.568 | 163.8 | 62.868 | 18.72 | 0 | 0 | 0 | 0 | 572.3623 | 2168.6171 | 3357.8587 | 3942.9401 | 3469.7873 | 1335.512 | 512.5822 | 152.6299 | 0 | 1902.576 | 15512.2895 | 2.1406
2443 | Miscellaneous electricity | Elevator Motor | 1.0 | Uniform | 32.0 | [5 empty] | 32.0 | 0.75 | 0.91612 | 0.809 | 19.5432 |  | 0.25 | AH-1 | 9.028571429 | 69.9714 | 63.2 | 69.9714 | 67.7143 | 69.9714 | 67.7143 | 69.9714 | 69.9714 | 67.7143 | 69.9714 | 67.7143 | 69.9714 | 1367.4645 | 1235.1293 | 1367.4645 | 1323.3528 | 1367.4645 | 1323.3528 | 1367.4645 | 1367.4645 | 1323.3528 | 1367.4645 | 1323.3528 | 1367.4645 | 823.8571 | 16100.7922 | 1.9831
2444 | Miscellaneous electricity | Elevator Motor | 2.0 | Uniform | 32.0 | [5 empty] | 32.0 | 0.75 | 0.91612 | 0.809 | 19.5432 |  | 0.25 | AH-1 | 9.028571429 | 69.9714 | 63.2 | 69.9714 | 67.7143 | 69.9714 | 67.7143 | 69.9714 | 69.9714 | 67.7143 | 69.9714 | 67.7143 | 69.9714 | 1367.4645 | 1235.1293 | 1367.4645 | 1323.3528 | 1367.4645 | 1323.3528 | 1367.4645 | 1367.4645 | 1323.3528 | 1367.4645 | 1323.3528 | 1367.4645 | 823.8571 | 16100.7922 | 1.9831
2445 | Miscellaneous electricity | Elevator Motor | 3.0 | Uniform | 32.0 | [5 empty] | 32.0 | 0.75 | 0.91612 | 0.809 | 19.5432 |  | 0.25 | AH-1 | 9.028571429 | 69.9714 | 63.2 | 69.9714 | 67.7143 | 69.9714 | 67.7143 | 69.9714 | 69.9714 | 67.7143 | 69.9714 | 67.7143 | 69.9714 | 1367.4645 | 1235.1293 | 1367.4645 | 1323.3528 | 1367.4645 | 1323.3528 | 1367.4645 | 1367.4645 | 1323.3528 | 1367.4645 | 1323.3528 | 1367.4645 | 823.8571 | 16100.7922 | 1.9831
2446 | Pump | Well Pump | P3 | Pump 3 | 150.0 | [5 empty] | 150.0 | 0.85 | 0.9435 | 0.82175 | 100.8108 | 1 | 1 |  | 24.0 | 744 | 672 | 744 | 720 | 297.6 | 72 | 0.744 | 0.744 | 0.72 | 0.744 | 360 | 669.6 | 75003.2432 | 67744.8649 | 75003.2432 | 72583.7838 | 30001.2973 | 7258.3784 | 75.0032 | 75.0032 | 72.5838 | 75.0032 | 36291.8919 | 67502.9189 | 4282.152 | 431687.2151 | 59.9604
2447 | Electric heating | Baseboard Heater 4ft |  | Heating 1 |  | 24 |  |  |  |  | 32.171581769437 | 0.75 | 0.91612 | 0.809 | 19.648 |  | 0.36 | All Day | 24.0 | 267.84 | 217.728 | 187.488 | 103.68 | [5 empty] | 80.352 | 207.36 | 267.84 | 5262.5133 | 4277.914 | 3683.7593 | 2037.1019 | 0 | 0 | 0 | 0 | 0 | 1578.754 | 4074.2038 | 5262.5133 | 1332.288 | 26176.7597 | 4.4128
2448 | Ventilation | Return Fan | RF-AHU1 | Uniform |  |  | 3 |  | 208.0 | 7 | 3.380517394 | 0.75 | 0.86 | 0.71525 | 1.8038 |  | 1 | AHU-1 | 21.35714286 | 662.0714 | 598 | 662.0714 | 640.7143 | 662.0714 | 640.7143 | 662.0714 | 662.0714 | 640.7143 | 662.0714 | 640.7143 | 662.0714 | 1194.221 | 1078.6513 | 1194.221 | 1155.6978 | 1194.221 | 1155.6978 | 1194.221 | 1194.221 | 1155.6978 | 1194.221 | 1155.6978 | 1194.221 | 7795.3571 | 14060.9896 | 3.3584
2449 | Ventilation | Return Fan | RF-AHU8 | Uniform |  |  | 3 |  | 208.0 | 6 | 2.897586338 | 0.75 | 0.845 | 0.702 | 1.5174 |  | 1 | AHU-8 | 21.85714286 | 677.5714 | 612 | 677.5714 | 655.7143 | 677.5714 | 655.7143 | 677.5714 | 677.5714 | 655.7143 | 677.5714 | 655.7143 | 677.5714 | 1028.1759 | 928.675 | 1028.1759 | 995.0089 | 1028.1759 | 995.0089 | 1028.1759 | 1028.1759 | 995.0089 | 1028.1759 | 995.0089 | 1028.1759 | 7977.8571 | 12105.9418 | 2.8914
2450 | Rix Centre
2451 | COTC Laboratory
2452 | Ecophysiology Laboratory
2453 | Fluid Dynamics Laboratory
2454 | Whale Laboratory
2455 | Buchanan Lodge
2456 | Cabins 1-8
2457 | AC System
2458 | Pump
2459 | AC system
2460 | Pump
2461 | Pumps
2462 | Miscellaneous Electricity
2463 | Electric heating
2464 | From Boiler Upgrade Audit
2465 | Ventilation
2466 | Baseline | [30 empty] | 61279.805 | 56948.22 | 61159.84 | 60108.105 | 58395.365 | 54668.595 | 59467.43 | 58568.885 | 56069.8 | 57202.715 | 57716.045 | 60243.195
2467 | Miscellaneous electricity
2468 | AC system
2469 | Pump
2470 | Heat Pump
2471 | AC System
2472 | Eletric Heaters
2473 | Pumps
2474 | Ventilation | Exhaust Fan | EF-7 | Uniform | 0.16666666666666700 | [11 empty] | 1 | All Day
2475 | Ventilation | Exhaust Fan | EF-8 | Uniform | 0.16666666666666700 | [11 empty] | 1 | All Day
2476 | Pump
2477 | AC system
2478 | Electric heating
2479 | Fan Coil
2480 | AC System
2481 | Pump
2482 | Entrance and Unit Heater Schedule
2483 | Heat Pump
2484 | Heat Pump
2485 | AC System
2486 | Electric heating
2487 | Pump
2488 | Domestic hot water
2489 | Baseline | [30 empty] | 75542.5 | 66252.5 | 71669 | 66679 | 70209.5 | 71303 | 70673.5 | 69736.5 | 59436.5 | 65696 | 67896 | 64176.5
2490 | Pump
2491 | Parkade Pump
2492 | Lobby
2493 | Cooling
2494 | Heating
2495 | Pumps
2496 | Domestic Hot Water
2497 | Electric heating
2498 | Ventilation
2499 | AC system
2500 | Miscellaneous electricity
2501 | Domestic hot water
2502 | COOLING
2503 | PUMPS
2504 | Pump
2505 | Domestic hot water
2506 | Terminal ventilation boosters
2507 | Electric heating
2508 | Pump
2509 | Fume hoods | Fume Hood | FH10-14 | Uniform | 1.0 | [11 empty] | 1 |  | 24.0
2510 | AC system | Supply fan | FC-1 | Cooling 1 | 0.25 | [11 empty] | 0.1 |  | 24.0
2511 | AC system | Condenser Fan |  | Cooling 1 |  | 0.15 |  |  | 120.0 | [7 empty] | 0.1 |  | 24.0
2512 | Pump | HW-PP | P-6 | Heating 1 | 15.0 |  | 3 |  | 208.0 | [7 empty] | 1 |  | 24.0
2513 | Pumps
2514 | electric heating
2515 | dx cooling
2516 | Ice Plant
2517 | Baseline | [30 empty] | 22943 | 18231.25 | 16847 | 13510.25 | 13124.75 | 13917 | 16347.75 | 15420 | 12934 | 14848.6667 | 19497 | 22163.3333
2518 | AC System
2519 | Pump
2520 | Miscellaneous
2521 | Baseline | [30 empty] | 31081.5 | 26870.75 | 27607 | 25153.25 | 24518 | 26279 | 34964.25 | 29456.25 | 24477.5 | 26251.3333 | 27280.6667 | 27139.6667
2522 | AC system
2523 | Pump
2524 | Electric heating
2525 | Baseline | [30 empty] | 9776.87 | 9228.6725 | 8533.0233 | 7740.6375 | 6958.305 | 7388.2825 | 8089.015 | 7934.91 | 7066.76 | 8375.42 | 9799.4433 | 10219.58
2526 | Pump
2527 | Heating
2528 | AC
2529 | AC system
2530 | Pump
2531 | Electric heating
2532 | AC System
2533 | Electric Heat
2534 | Pumps
2535 | Domestic Hot Water
2536 | Miscellaneous electricity
2537 | Pump
2538 | AC system
2539 | AC system
2540 | Heat Pump
2541 | Domestic hot water
2542 | Electric heating
2543 | Ventilation
2544 | Electric heating
2545 | Pump
2546 | Process Cooling
2547 | Baseline | [30 empty] | 58181.935 | 53584.685 | 59289.835 | 55586.3625 | 62889.115 | 71664.6 | 79180.685 | 72054.645 | 64684.5675 | 57766.42 | 52731.4733 | 46776.9167
2548 | AC system
2549 | Pump
2550 | Pump
2551 | AC system
2552 | AC System
2553 | AC system
2554 | Electric heating
2555 | Domestic hot water
2556 | Baseline | [30 empty] | 38040 | 32414 | 37525 | 31887 | 21446 | 25842 | 24891.5 | 29545.5 | 35614 | 36990 | 38491 | 31196
2557 | Pump | Pump
2558 | Pumps
2559 | Gas Boiler
2560 | Tenant Metered Equipment (Not accounted for in ECM analysis)
2561 | Pump | To Reheat Coils | 41-02-003 |  | 10.0 | 7.46
2562 | Pump | To Reheat Coils | 41-02-004 |  | 10.0 | 7.46
2563 | Pump | HWS to Radiant Panels | 41-02-005 |  | 3.0 | 2.238
2564 | Pump | HWS to Radiant Panels | 41-02-006 |  | 3.0 | 2.238
2565 | Pump | Process CHW to Chiller #2 | 41-02-013 |  | 7.5 | 5.595
2566 | Pump | Process CHW VSD to Chiller #2 | 41-02-014 |  | 7.5 | 5.595
2567 | Chiller / Cooling Towers
2568 | AC system | Ch#1 Unit Control Center | 41-08-001 |  | 2.0 | 1.492
2569 | AC system | CT#1 Fan 1 | 41-08-003 |  | 40.0 | 29.84
2570 | AC system | CT#1 Fan 2 | 41-08-003 |  | 40.0 | 29.84
2571 | AC system | CT#1 Fan 3 | 41-08-003 |  | 10.0 | 7.46
2572 | AC system | CT#1 Fan 4 | 41-08-003 |  | 10.0 | 7.46
2573 | Unit Coolers
2574 | Air Handling Units
2575 | Exhaust / Fume Hoods
2576 | Heat Pump
2577 | Fan Coil
2578 | Pump
2579 | AC System
2580 | AC System
2581 | Electric Heat
2582 | Pumps
2583 | Miscellaneous Electricity
2584 | AC System
2585 | Pumps
2586 | AC/DX Cooling
2587 | Pumps
2588 | Electric Heating
2589 | Ventilation
2590 | Lighting
2591 | Pump
2592 | AC system
2593 | Electric Heating
2594 | Miscellaneous electricity
2595 | AC system
2596 | Ventilation
2597 | Pump
2598 | AC system
2599 | Unit Heater
2600 | Boilers
2601 | Misc
2602 | Pump
2603 | Electric Heat
2604 | Ventilation
2605 | Pumps
2606 | Refrigeration
2607 | Administration Building
2608 | Ventilation
2609 | AC System
2610 | Electric Heating
2611 | AC system
2612 | Electric heating
2613 | Domestic hot water
2614 | Ventilation
2615 | Electric Heating
2616 | AC & Chillers
2617 | Miscellaneous Electricity
2618 | Domestic Hot Water
2619 | Pump
2620 | AC
2621 | Ventilation-All AHUs
2622 | Ventilation-Theatre Block-Phase 1
2623 | Ventilation-Classroom Block and ED McPhee-Phase 2
2624 | Ventilation-Phase 3
2625 | Heating
2626 | Pump
2627 | Ventilation
2628 | Electric Heating
2629 | AC system
2630 | Electric heating
2631 | Miscellaneous electricity
2632 | Heat Pump
2633 | Electric heating
2634 | Pump
2635 | Pump
2636 | AC system
2637 | Electric heating
2638 | Miscellaneous electricity
2639 | Lougheed Lodge Pumps
2640 | Tower West Pumps
2641 | Willow Lake Pumps
2642 | Tower East Pumps
2643 | Pumps
2644 | Electric Heating
2645 | AC System
2646 | Miscellaneous Electricity
2647 | Pumps
2648 | Ventilation
2649 | AC System
2650 | Pump
2651 | Pump
2652 | Electric heating
2653 | Pump
2654 | Parkade Pumps
2655 | Lobby
2656 | Electric heating
2657 | Pump
2658 | Compressor
2659 | Domestic Hot Water
2660 | Miscellaneous electricity
2661 | AC System
2662 | Wastewater Treatment
2663 | AC System
2664 | Pumps
2665 | Pump
2666 | Parkade Pump
2667 | Lobby
2668 | Ventilation
2669 | Pump
2670 | AC System
2671 | Pump
2672 | Electric Heating
2673 | Ventilation
2674 | AC system
2675 | Electric heating
2676 | Domestic hot water
2677 | Pump
2678 | Domestic hot water
2679 | Electric heating
2680 | Kitchen Equipment
2681 | Ventilation
2682 | Electric heating
2683 | Pump
2684 | AC system
2685 | Heat pump
2686 | Pump
2687 | Electric heating
2688 | Domestic hot water
2689 | Baseline | [30 empty] | 98202.75 | 89388 | 98178 | 92475 | 96593.5 | 96565.25 | 99699.25 | 96158.5 | 89962.25 | 94201.3333 | 92980.3333 | 95709.6667
2690 | Pump
2691 | Electric Heating
2692 | AC System
2693 | Domestic Hot Water
2694 | Baseline | [30 empty] | 14529.25 | 13423.5 | 14595.5 | 13029.5 | 12471 | 12226.25 | 13687.5 | 12427 | 13509.75 | 14235 | 14937.3333 | 13223.6667
2695 | Pumps
2696 | Sprinkler System
2697 | AC units
2698 | Laundry
2699 | Electric Heating
2700 | Heat Pump
2701 | Miscellaneous electricity
2702 | ACSystem
2703 | Pump
2704 | PUMPS
2705 | AC SYSTEM
2706 | AC system
2707 | Electric heating
2708 | Miscellaneous electricity
2709 | Pump
2710 | Pump
2711 | AC System
2712 | Unit Heater
2713 | Miscellaneous electricity
2714 | AC system
2715 | Electric heating
2716 | Heat Pump
2717 | Domestic Hot Water
2718 | Miscellaneous electricity
2719 | Pump
2720 | Pump
2721 | Ventilation
2722 | AC System
2723 | Data Centre AC
2724 | Data Centre Server
2725 | Pump
2726 | Electric heating
2727 | Baseline | [30 empty] | 232240 | 203460 | 217430 | 192257 | 186291 | 199706 | 230351.5 | 221348 | 223217.5 | 233876 | 227309 | 204644
2728 | Pump
2729 | Electric heating
2730 | Miscellaneous electricity
2731 | Domestic hot water
2732 | AC system
2733 | Heat Pump
2734 | Fan Coil
2735 | Pump
2736 | UH & FF
2737 | Electric heating
2738 | DHW
2739 | Pump
2740 | Miscellaneous electricity
2741 | AC System
2742 | Heat Pump
2743 | Pump
2744 | Heat Pump
2745 | AC System
2746 | Electric Heating
2747 | Miscellaneous
2748 | Electric Humififiers
2749 | Pump
2750 | Parkade Pumps
2751 | Lobby
2752 | AC System
2753 | Pump
2754 | AC system
2755 | Ventilation
2756 | Pump
2757 | Misc
2758 | Unaccounted Pumps
2759 | AC System
2760 | Pump
2761 | Baseline | [30 empty] | 25111 | 22120.5 | 23149.25 | 19995.5 | 19897.5 | 19687.25 | 21448.5 | 21285.25 | 19533.5 | 19696.3333 | 22690.6667 | 25345.3333
2762 | DX Cooling
2763 | Pumps
2764 | CRUs
2765 | AC Systems
2766 | Heat pump
2767 | Electric Heaters
2768 | Pumps
2769 | Miscellaneous Electricity
2770 | Pump
2771 | AC (Cooling)
2772 | Domestic Hot Water
2773 | AC system
2774 | Pump
2775 | Miscellaneous electricity
2776 | AC system
2777 | Pump
2778 | AC System
2779 | Heat Pumps
2780 | Electric Heaters
2781 | Pneumatic Compressors
2782 | Pumps
2783 | Ventilation
2784 | Pump
2785 | AC System
2786 | AC system
2787 | Electric heating
2788 | Miscellaneous electricity
2789 | Heat pump
2790 | Electric heating
2791 | Pumps
2792 | Electric Heat
2793 | Cooling
2794 | Heating
2795 | Domestic Hot Water
2796 | From Boiler Upgrade Audit
2797 | Ventilation
2798 | Pumps
2799 | Heating
2800 | Cooling
2801 | Fan Coil Units
2802 | Miscellaneous electricity
2803 | Baseline | [30 empty] | 117160.345 | 108146.0175 | 114963.765 | 99313.005 | 103597.7375 | 113540.51 | 119662 | 118389.9925 | 108975.26 | 105379 | 113728.9767 | 113912
2804 | Heat Pump
2805 | Pump
2806 | AC units
2807 | Baseline | [30 empty] | 5302.9967 | 4676.1467 | 5136.34 | 4792.925 | 4622.0975 | 4269.205 | 4644.7775 | 4499.7775 | 4133.69 | 4881.7033 | 5137.36 | 5309.4467
2808 | Heat pump
2809 | Electric heating
2810 | Miscellaneous electricity
2811 | Lougheed Lodge Pumps
2812 | Tower West Pumps
2813 | Willow Lake Pumps
2814 | Tower East Pumps
2815 | Ventilation
2816 | Electric Heating
2817 | Pump
2818 | AC System
2819 | Unit Heater
2820 | Domestic Hot Water
2821 | AC System
2822 | Miscellaneous electricity
2823 | Unit Heater
2824 | Domestic hot water
2825 | Pump
2826 | Ag Rec Centre
2827 | Cadets
2828 | AC system
2829 | Legacy Building
2830 | Ventilation
2831 | Heat pump
2832 | AC system
2833 | Electric Heater
2834 | Pump
2835 | Showbarn
2836 | Softball Concession
2837 | Field House
2838 | Ventilation
2839 | Pump
2840 | Methane Building
2841 | Terminal ventilation boosters
2842 | PUMPS
2843 | ELECTRING HEATING
2844 | COOLING
2845 | Pump
2846 | AC System
2847 | Baseline | [30 empty] | 5923.6125 | 5212.0475 | 4747.0675 | 3516.4475 | 3041.305 | 2934.625 | 3258.9375 | 3083.235 | 2876.795 | 3934.0767 | 4728.995 | 5194.39
2848 | VENTILATION
2849 | Air Conditioned
2850 | Electric Heating |  |  |  | 3.0
2851 | Fan Coil Unit
2852 | Pump
2853 | AC system
2854 | Pumps
2855 | Gas Boiler
2856 | Tenant Metered Equipment (Not accounted for in ECM analysis)
2857 | Baseline | [30 empty] | 80458 | 66682 | 65172 | 52085 | 59066 | 54985 | 59649 | 58321 | 56985.5 | 55249 | 55967 | 75844
2858 | AC system
2859 | Ventilation
2860 | Ventilation
2861 | Heat Pump
2862 | AC System
2863 | Pump
2864 | Fans
2865 | AC Units
2866 | PUMPS
2867 | ELECTRING HEATING
2868 | AC COOLING
2869 | AC system
2870 | Heat pump
2871 | Pump
2872 | Miscellaneous electricity
2873 | Domestic hot water
2874 | Miscellaneous electricity
2875 | AC system
2876 | Pump
2877 | Electric heating
2878 | Heat Pump
2879 | AC System
2880 | Unit Heaters
2881 | Pump
2882 | Pump
2883 | Unit Heater
2884 | AC
2885 | Miscellaneous electricity
2886 | Ventilation | [30 empty] | 0.45 | 0.5 | 0.6 | 0.75 | 0.85 | 1 | 1 | 1 | 0.9 | 0.7 | 0.6 | 0.45 | 0 | 0 | 0
2887 | Ventilation | Return fan | HV-1 | Uniform | [7 empty] | 0 |  |  | 0.7 | 0 |  | 1.0 | All Day | 24 | 744 | 672 | 744 | 720 | 744 | 720 | 744 | 744 | 720 | 744 | 720 | 744 | 0 | 0 | 0 | 0 | 0 | 0 | 0 | 0 | 0 | 0 | 0 | 0 | 0 | 0
2888 | AC system | Compressor (x3) | Chiller | Cooling 1 |  |  |  | 3 | 89.0 | 206 |  | 42.5676 | 0.75 | 0.92175 | 0.80875 | 57.7849 |  | 0.5 | All Day | 24 | 0 | 0 | 0 | 144 | 186 | 288 | 372 | 334.8 | 288 | 148.8 | 0 | 0 | 0 | 0 | 0 | 8321.0314 | 10747.9988 | 16642.0627 | 21495.9977 | 19346.3979 | 16642.0627 | 8598.3991 | 0 | 0 | 1761.6 | 101793.9502
2889 | AC system | Compressor (x2) | AHU-P1 | Cooling 1 |  |  | 23.2 |  |  |  |  | 31.0992 | 0.75 | 0.91612 | 0.809 | 37.9861 |  | 1.0 | All Day | 24 | 0 | 0 | 0 | 288 | 372 | 576 | 744 | 669.6 | 576 | 297.6 | 0 | 0 | 0 | 0 | 0 | 10939.9918 | 14130.8228 | 21879.9836 | 28261.6455 | 25435.481 | 21879.9836 | 11304.6582 | 0 | 0 | 3523.2 | 133832.5665
2890 | AC system | Fan | AHU-P1 | Cooling 1 |  |  | 5.3 |  |  |  |  | 7.1046 | 0.75 | 0.87 | 0.758 | 4.569 |  | 1.0 | All Day | 24 | 0 | 0 | 0 | 288 | 372 | 576 | 744 | 669.6 | 576 | 297.6 | 0 | 0 | 0 | 0 | 0 | 1315.8621 | 1699.6552 | 2631.7241 | 3399.3103 | 3059.3793 | 2631.7241 | 1359.7241 | 0 | 0 | 3523.2 | 16097.3793
2891 | AC system | Compressor (x2) | RTU-1 | Cooling 1 |  |  | 2 |  |  |  |  | 2.681 | 0.75 | 0.845 | 0.702 | 3.5503 |  | 1.0 | RTU-1 | 17 | 0 | 0 | 0 | 204 | 263.5 | 408 | 527 | 474.3 | 408 | 210.8 | 0 | 0 | 0 | 0 | 0 | 724.2604 | 935.503 | 1448.5207 | 1871.0059 | 1683.9053 | 1448.5207 | 748.4024 | 0 | 0 | 2495.6 | 8860.1183
2892 | AC system | Fan | RTU-1 | Cooling 1 |  | 0.1 | [5 empty] | 0.1 | 0.75 | 0.75 | 0.7 | 0.1492 |  | 1.0 | RTU-1 | 17 | 0 | 0 | 0 | 204 | 263.5 | 408 | 527 | 474.3 | 408 | 210.8 | 0 | 0 | 0 | 0 | 0 | 30.4368 | 39.3142 | 60.8736 | 78.6284 | 70.7656 | 60.8736 | 31.4514 | 0 | 0 | 2495.6 | 372.3435
2893 | AC system | Compressor | AC-1 | Cooling 1 |  |  |  | 1 | 11.7 | 208 |  | 3.2622 | 0.75 | 0.75 | 0.845 | 1.5423 |  | 0.6 | All Day | 24 | 0 | 0 | 0 | 172.8 | 223.2 | 345.6 | 446.4 | 401.76 | 345.6 | 178.56 | 0 | 0 | 0 | 0 | 0 | 266.5084 | 344.24 | 533.0168 | 688.48 | 619.632 | 533.0168 | 275.392 | 0 | 0 | 2113.92 | 3260.2861
2894 | AC system | Fan | AC-1 | Cooling 1 |  | 0.2 | [5 empty] | 0.2 | 0.75 | 0.75 | 0.7 | 0.1492 |  | 0.6 | All Day | 24 | 0 | 0 | 0 | 172.8 | 223.2 | 345.6 | 446.4 | 401.76 | 345.6 | 178.56 | 0 | 0 | 0 | 0 | 0 | 25.7818 | 33.3014 | 51.5635 | 66.6029 | 59.9426 | 51.5635 | 26.6412 | 0 | 0 | 2113.92 | 315.3969
2895 | AC system | Compressor | AC-2 | Cooling 1 |  |  |  | 1 | 17.6 | 208 |  | 4.9072 | 0.75 | 0.75 | 0.845 | 2.32 |  | 0.6 | All Day | 24 | 0 | 0 | 0 | 172.8 | 223.2 | 345.6 | 446.4 | 401.76 | 345.6 | 178.56 | 0 | 0 | 0 | 0 | 0 | 400.9015 | 517.8311 | 801.8031 | 1035.6623 | 932.0961 | 801.8031 | 414.2649 | 0 | 0 | 2113.92 | 4904.362
2896 | AC system | Fan | AC-2 | Cooling 1 |  | 0.1 | [5 empty] | 0.1 | 0.75 | 0.75 | 0.7 | 0.0746 |  | 0.6 | All Day | 24 | 0 | 0 | 0 | 172.8 | 223.2 | 345.6 | 446.4 | 401.76 | 345.6 | 178.56 | 0 | 0 | 0 | 0 | 0 | 12.8909 | 16.6507 | 25.7818 | 33.3014 | 29.9713 | 25.7818 | 13.3206 | 0 | 0 | 2113.92 | 157.6984
2897 | AC system | Compressor | AC-3 | Cooling 1 |  |  |  | 1 | 11.7 | 208 |  | 3.2622 | 0.75 | 0.75 | 0.845 | 1.5423 |  | 0.6 | All Day | 24 | 0 | 0 | 0 | 172.8 | 223.2 | 345.6 | 446.4 | 401.76 | 345.6 | 178.56 | 0 | 0 | 0 | 0 | 0 | 266.5084 | 344.24 | 533.0168 | 688.48 | 619.632 | 533.0168 | 275.392 | 0 | 0 | 2113.92 | 3260.2861
2898 | AC system | Fan | AC-3 | Cooling 1 |  | 0.2 | [5 empty] | 0.2 | 0.75 | 0.75 | 0.7 | 0.1492 |  | 0.6 | All Day | 24 | 0 | 0 | 0 | 172.8 | 223.2 | 345.6 | 446.4 | 401.76 | 345.6 | 178.56 | 0 | 0 | 0 | 0 | 0 | 25.7818 | 33.3014 | 51.5635 | 66.6029 | 59.9426 | 51.5635 | 26.6412 | 0 | 0 | 2113.92 | 315.3969
2899 | AC system | Compressor | AC-4 | Cooling 1 |  |  | 2 |  |  |  |  | 2.681 | 0.75 | 0.845 | 0.702 | 1.7751 |  | 1.0 | All Day | 24 | 0 | 0 | 0 | 288 | 372 | 576 | 744 | 669.6 | 576 | 297.6 | 0 | 0 | 0 | 0 | 0 | 511.2426 | 660.355 | 1022.4852 | 1320.7101 | 1188.6391 | 1022.4852 | 528.284 | 0 | 0 | 3523.2 | 6254.2012
2900 | AC system | Fan | AC-4 | Cooling 1 |  | 0.1 | [5 empty] | 0.1 | 0.75 | 0.75 | 0.7 | 0.0746 |  | 1.0 | All Day | 24 | 0 | 0 | 0 | 288 | 372 | 576 | 744 | 669.6 | 576 | 297.6 | 0 | 0 | 0 | 0 | 0 | 21.4848 | 27.7512 | 42.9696 | 55.5024 | 49.9522 | 42.9696 | 22.201 | 0 | 0 | 3523.2 | 262.8307
2901 | AC system | Fan | CT-1 | Cooling 1 |  | 1 | [5 empty] | 1 | 0.75 | 0.75 | 0.65475 | 0.746 |  | 0.5 | All Day | 24 | 0 | 0 | 0 | 144 | 186 | 288 | 372 | 334.8 | 288 | 148.8 | 0 | 0 | 0 | 0 | 0 | 107.424 | 138.756 | 214.848 | 277.512 | 249.7608 | 214.848 | 111.0048 | 0 | 0 | 1761.6 | 1314.1536
2902 | AC system | Fan | CT-2 | Cooling 1 |  | 1 | [5 empty] | 1 | 0.75 | 0.75 | 0.65475 | 1.492 |  | 0.5 | All Day | 24 | 0 | 0 | 0 | 144 | 186 | 288 | 372 | 334.8 | 288 | 148.8 | 0 | 0 | 0 | 0 | 0 | 214.848 | 277.512 | 429.696 | 555.024 | 499.5216 | 429.696 | 222.0096 | 0 | 0 | 1761.6 | 2628.3072
2903 | Pump | Pump | P-3 | Cooling 1 |  | 10 | [5 empty] | 10 | 0.75 | 0.89338 | 0.78375 | 6.2628 |  | 0.5 | All Day | 24 | 0 | 0 | 0 | 144 | 186 | 288 | 372 | 334.8 | 288 | 148.8 | 0 | 0 | 0 | 0 | 0 | 901.8385 | 1164.8748 | 1803.6771 | 2329.7495 | 2096.7746 | 1803.6771 | 931.8998 | 0 | 0 | 1761.6 | 11032.4914
2904 | Pump | Pump | P-4 | Cooling 1 |  | 15 | [5 empty] | 15 | 0.75 | 0.90012 | 0.7965 | 9.3237 |  | 0.5 | All Day | 24 | 0 | 0 | 0 | 144 | 186 | 288 | 372 | 334.8 | 288 | 148.8 | 0 | 0 | 0 | 0 | 0 | 1342.6135 | 1734.2091 | 2685.2271 | 3468.4183 | 3121.5764 | 2685.2271 | 1387.3673 | 0 | 0 | 1761.6 | 16424.6388
2905 | Pump | Pump | CWP-1 | Cooling 1 |  | 20 | [5 empty] | 20 | 0.75 | 0.90412 | 0.79925 | 12.3766 |  | 0.5 | All Day | 24 | 0 | 0 | 0 | 144 | 186 | 288 | 372 | 334.8 | 288 | 148.8 | 0 | 0 | 0 | 0 | 0 | 1782.2314 | 2302.0489 | 3564.4629 | 4604.0979 | 4143.6881 | 3564.4629 | 1841.6392 | 0 | 0 | 1761.6 | 21802.6313
2906 | Pump | Pump | CWP-2 | Cooling 1 |  | 20 | [5 empty] | 20 | 0.75 | 0.90412 | 0.79925 | 12.3766 |  | 0.5 | All Day | 24 | 0 | 0 | 0 | 144 | 186 | 288 | 372 | 334.8 | 288 | 148.8 | 0 | 0 | 0 | 0 | 0 | 1782.2314 | 2302.0489 | 3564.4629 | 4604.0979 | 4143.6881 | 3564.4629 | 1841.6392 | 0 | 0 | 1761.6 | 21802.6313
2907 | Pump | Pump | CHWP-1 | Cooling 1 |  | 20 | [5 empty] | 20 | 0.75 | 0.90412 | 0.79925 | 12.3766 |  | 0.5 | All Day | 24 | 0 | 0 | 0 | 144 | 186 | 288 | 372 | 334.8 | 288 | 148.8 | 0 | 0 | 0 | 0 | 0 | 1782.2314 | 2302.0489 | 3564.4629 | 4604.0979 | 4143.6881 | 3564.4629 | 1841.6392 | 0 | 0 | 1761.6 | 21802.6313
2908 | Pump | Pump | CHWP-2 | Cooling 1 |  | 20 | [5 empty] | 20 | 0.75 | 0.90412 | 0.79925 | 12.3766 |  | 0.5 | All Day | 24 | 0 | 0 | 0 | 144 | 186 | 288 | 372 | 334.8 | 288 | 148.8 | 0 | 0 | 0 | 0 | 0 | 1782.2314 | 2302.0489 | 3564.4629 | 4604.0979 | 4143.6881 | 3564.4629 | 1841.6392 | 0 | 0 | 1761.6 | 21802.6313
2909 | Pump | Pump | CWP-3 | Cooling 1 |  | 15 | [5 empty] | 15 | 0.75 | 0.90012 | 0.7965 | 9.3237 |  | 0.5 | All Day | 24 | 0 | 0 | 0 | 144 | 186 | 288 | 372 | 334.8 | 288 | 148.8 | 0 | 0 | 0 | 0 | 0 | 1342.6135 | 1734.2091 | 2685.2271 | 3468.4183 | 3121.5764 | 2685.2271 | 1387.3673 | 0 | 0 | 1761.6 | 16424.6388
2910 | Pump | Pump | CWP-4 | Cooling 1 |  | 15 | [5 empty] | 15 | 0.75 | 0.90012 | 0.7965 | 9.3237 |  | 0.5 | All Day | 24 | 0 | 0 | 0 | 144 | 186 | 288 | 372 | 334.8 | 288 | 148.8 | 0 | 0 | 0 | 0 | 0 | 1342.6135 | 1734.2091 | 2685.2271 | 3468.4183 | 3121.5764 | 2685.2271 | 1387.3673 | 0 | 0 | 1761.6 | 16424.6388
2911 | Pump | Pump |  | Cooling 1 |  | 0.5 | [5 empty] | 0.5 | 0.75 | 0.75 | 0.7 | 0.373 |  | 1.0 | All Day | 24 | 0 | 0 | 0 | 288 | 372 | 576 | 744 | 669.6 | 576 | 297.6 | 0 | 0 | 0 | 0 | 0 | 107.424 | 138.756 | 214.848 | 277.512 | 249.7608 | 214.848 | 111.0048 | 0 | 0 | 3523.2 | 1314.1536
2912 | Pump | Pump |  | Cooling 1 |  | 0.5 | [5 empty] | 0.5 | 0.75 | 0.75 | 0.7 | 0.373 |  | 1.0 | All Day | 24 | 0 | 0 | 0 | 288 | 372 | 576 | 744 | 669.6 | 576 | 297.6 | 0 | 0 | 0 | 0 | 0 | 107.424 | 138.756 | 214.848 | 277.512 | 249.7608 | 214.848 | 111.0048 | 0 | 0 | 3523.2 | 1314.1536
2913 | Pump | Pump | P-14 | Heating 1 | 0.75 | [11 empty] | 0.4 | AHU-2 | 12.0 | 148.8 | 134.4 | 111.6 | 72 | 59.52 | 0 | 3.72 | 3.72 | 3.6 | 29.76 | 57.6 | 104.16 | 0 | 0 | 0 | 0 | 0 | 0 | 0 | 0 | 0 | 0 | 0 | 0 | 0 | 0 | 0
2914 | Ventilation | [30 empty] | 0.45 | 0.5 | 0.6 | 0.75 | 0.85 | 1 | 1 | 1 | 0.9 | 0.7 | 0.6 | 0.45 | 0 | 0 | 0
2915 | AC system | Window AC Unit Fan |  | Cooling 1 |  | 1 | [7 empty] | 0.7 |  |  | 0.5 | Occupied (Example) | 12.0 | 0 | 0 | 0 | 0 | 93 | 180 | 186 | 186 | 90 | 0 | 0 | 0 | [12 empty] | 735 | 0 | 0
2916 | AC system | Window AC Unit Compressor |  | Cooling 1 |  | 0.05 | [7 empty] | 0.7 |  |  | 0.5 | Occupied (Example) | 12.0 | 0 | 0 | 0 | 0 | 93 | 180 | 186 | 186 | 90 | 0 | 0 | 0 | [12 empty] | 735 | 0 | 0
2917 | Electric heating | Electric Unit Heater |  | SockEye Room | [10 empty] | 3 |  | 0.5 | All Day | 24.0 | 372 | 336 | 372 | 360 | 0 | 0 | 0 | 0 | 0 | 0 | 360 | 372 | 1116 | 1008 | 1116 | 1080 | 0 | 0 | 0 | 0 | 0 | 0 | 1080 | 1116 | 2172 | 6516 | 1.6821
2918 | Electric heating | Electric Unit Heater |  | SockEye Room | [10 empty] | 2 |  | 0.5 | All Day | 24.0 | 372 | 336 | 372 | 360 | 0 | 0 | 0 | 0 | 0 | 0 | 360 | 372 | 744 | 672 | 744 | 720 | 0 | 0 | 0 | 0 | 0 | 0 | 720 | 744 | 2172 | 4344 | 1.1214
2919 | Ventilation | Exhaust fan | EF 34 | Uniform |  | 0.185 | [5 empty] | 0.185 | 0.75 | 0.75 | 0.7 | 0.13801 |  | 1.0 | All Day | 24 | 744 | 672 | 744 | 720 | 744 | 720 | 744 | 744 | 720 | 744 | 720 | 744 | 102.6794 | 92.7427 | 102.6794 | 99.3672 | 102.6794 | 99.3672 | 102.6794 | 102.6794 | 99.3672 | 102.6794 | 99.3672 | 102.6794 | 8760 | 1208.9676
2920 | Ventilation | Exhaust fan | EF 10 | Uniform |  |  | 0.28 |  |  |  |  | 0.37534 | 0.75 | 0.75 | 0.7 | 0.28 |  | 1.0 | All Day | 24 | 744 | 672 | 744 | 720 | 744 | 720 | 744 | 744 | 720 | 744 | 720 | 744 | 208.32 | 188.16 | 208.32 | 201.6 | 208.32 | 201.6 | 208.32 | 208.32 | 201.6 | 208.32 | 201.6 | 208.32 | 8760 | 2452.8
2921 | Ventilation | Return fan | AHU-P1 | Uniform | 1854.0 | 7 | [5 empty] | 7 | 0.75 | 0.87 | 0.758 | 4.5017 |  | 1.0 | All Day | 24 | 744 | 672 | 744 | 720 | 744 | 720 | 744 | 744 | 720 | 744 | 720 | 744 | 3349.2828 | 3025.1586 | 3349.2828 | 3241.2414 | 3349.2828 | 3241.2414 | 3349.2828 | 3349.2828 | 3241.2414 | 3349.2828 | 3241.2414 | 3349.2828 | 8760 | 39435.1034
2922 | Ventilation | Supply fan | S-6 | Uniform | 5036.57776 | 5 | [5 empty] | 5 | 0.75 | 0.87 | 0.758 | 3.2155 |  | 1.0 | All Day | 24 | 744 | 672 | 744 | 720 | 744 | 720 | 744 | 744 | 720 | 744 | 720 | 744 | 2392.3448 | 2160.8276 | 2392.3448 | 2315.1724 | 2392.3448 | 2315.1724 | 2392.3448 | 2392.3448 | 2315.1724 | 2392.3448 | 2315.1724 | 2392.3448 | 8760 | 28167.931
2923 | Ventilation | Supply fan | S-9 | Uniform | 3813.984 | 5 | [5 empty] | 5 | 0.75 | 0.87 | 0.758 | 3.2155 |  | 1.0 | All Day | 24 | 744 | 672 | 744 | 720 | 744 | 720 | 744 | 744 | 720 | 744 | 720 | 744 | 2392.3448 | 2160.8276 | 2392.3448 | 2315.1724 | 2392.3448 | 2315.1724 | 2392.3448 | 2392.3448 | 2315.1724 | 2392.3448 | 2315.1724 | 2392.3448 | 8760 | 28167.931
2924 | Ventilation | Return fan | R-2 | Uniform | 7021.96832 | 5 | [5 empty] | 5 | 0.75 | 0.87 | 0.758 | 3.2155 |  | 1.0 | All Day | 24 | 744 | 672 | 744 | 720 | 744 | 720 | 744 | 744 | 720 | 744 | 720 | 744 | 2392.3448 | 2160.8276 | 2392.3448 | 2315.1724 | 2392.3448 | 2315.1724 | 2392.3448 | 2392.3448 | 2315.1724 | 2392.3448 | 2315.1724 | 2392.3448 | 8760 | 28167.931
2925 | Ventilation | Return fan | R-3 | Uniform | 6519.79376 | 5 | [5 empty] | 5 | 0.75 | 0.87 | 0.758 | 3.2155 |  | 1.0 | All Day | 24 | 744 | 672 | 744 | 720 | 744 | 720 | 744 | 744 | 720 | 744 | 720 | 744 | 2392.3448 | 2160.8276 | 2392.3448 | 2315.1724 | 2392.3448 | 2315.1724 | 2392.3448 | 2392.3448 | 2315.1724 | 2392.3448 | 2315.1724 | 2392.3448 | 8760 | 28167.931
2926 | Ventilation | Return fan | R-5 | Uniform | 5805.731200000000 | 5 | [5 empty] | 5 | 0.75 | 0.87 | 0.758 | 3.2155 |  | 1.0 | All Day | 24 | 744 | 672 | 744 | 720 | 744 | 720 | 744 | 744 | 720 | 744 | 720 | 744 | 2392.3448 | 2160.8276 | 2392.3448 | 2315.1724 | 2392.3448 | 2315.1724 | 2392.3448 | 2392.3448 | 2315.1724 | 2392.3448 | 2315.1724 | 2392.3448 | 8760 | 28167.931
2927 | Pump | Pump | P-11 | Uniform |  | 5 | [5 empty] | 5 | 0.75 | 0.87 | 0.758 | 3.2155 |  | 1.0 | All Day | 24 | 744 | 672 | 744 | 720 | 744 | 720 | 744 | 744 | 720 | 744 | 720 | 744 | 2392.3448 | 2160.8276 | 2392.3448 | 2315.1724 | 2392.3448 | 2315.1724 | 2392.3448 | 2392.3448 | 2315.1724 | 2392.3448 | 2315.1724 | 2392.3448 | 8760 | 28167.931
2928 | Pump | Pump | P-12 | Uniform |  | 5 | [5 empty] | 5 | 0.75 | 0.87 | 0.758 | 3.2155 |  | 1.0 | All Day | 24 | 744 | 672 | 744 | 720 | 744 | 720 | 744 | 744 | 720 | 744 | 720 | 744 | 2392.3448 | 2160.8276 | 2392.3448 | 2315.1724 | 2392.3448 | 2315.1724 | 2392.3448 | 2392.3448 | 2315.1724 | 2392.3448 | 2315.1724 | 2392.3448 | 8760 | 28167.931
2929 | Pump | Pump | P-16 | Uniform |  | 5 | [5 empty] | 5 | 0.75 | 0.87 | 0.758 | 3.2155 |  | 1.0 | All Day | 24 | 744 | 672 | 744 | 720 | 744 | 720 | 744 | 744 | 720 | 744 | 720 | 744 | 2392.3448 | 2160.8276 | 2392.3448 | 2315.1724 | 2392.3448 | 2315.1724 | 2392.3448 | 2392.3448 | 2315.1724 | 2392.3448 | 2315.1724 | 2392.3448 | 8760 | 28167.931
2930 | Pump | Pump | P-24 | Uniform |  | 5 | [5 empty] | 5 | 0.75 | 0.87 | 0.758 | 3.2155 |  | 1.0 | All Day | 24 | 744 | 672 | 744 | 720 | 744 | 720 | 744 | 744 | 720 | 744 | 720 | 744 | 2392.3448 | 2160.8276 | 2392.3448 | 2315.1724 | 2392.3448 | 2315.1724 | 2392.3448 | 2392.3448 | 2315.1724 | 2392.3448 | 2315.1724 | 2392.3448 | 8760 | 28167.931
2931 | Ventilation | Exhaust fan | EF 3 | Uniform |  |  | 0.185 |  |  |  |  | 0.24799 | 0.75 | 0.75 | 0.7 | 0.185 |  | 1.0 | All Day | 24 | 744 | 672 | 744 | 720 | 744 | 720 | 744 | 744 | 720 | 744 | 720 | 744 | 137.64 | 124.32 | 137.64 | 133.2 | 137.64 | 133.2 | 137.64 | 137.64 | 133.2 | 137.64 | 133.2 | 137.64 | 8760 | 1620.6
2932 | Ventilation | Supply fan | HV-4 | Uniform | 3699.56448 | 3 | [5 empty] | 3 | 0.75 | 0.86 | 0.71525 | 1.9517 |  | 1.0 | All Day | 24 | 744 | 672 | 744 | 720 | 744 | 720 | 744 | 744 | 720 | 744 | 720 | 744 | 1452.0977 | 1311.5721 | 1452.0977 | 1405.2558 | 1452.0977 | 1405.2558 | 1452.0977 | 1452.0977 | 1405.2558 | 1452.0977 | 1405.2558 | 1452.0977 | 8760 | 17097.2791
2933 | Ventilation | Supply fan | S-7 | Uniform | 3797.0329600000000 | 3 | [5 empty] | 3 | 0.75 | 0.86 | 0.71525 | 1.9517 |  | 1.0 | All Day | 24 | 744 | 672 | 744 | 720 | 744 | 720 | 744 | 744 | 720 | 744 | 720 | 744 | 1452.0977 | 1311.5721 | 1452.0977 | 1405.2558 | 1452.0977 | 1405.2558 | 1452.0977 | 1452.0977 | 1405.2558 | 1452.0977 | 1405.2558 | 1452.0977 | 8760 | 17097.2791
2934 | Ventilation | Return fan | R-1 | Uniform | 3864.8371200000000 | 3 | [5 empty] | 3 | 0.75 | 0.86 | 0.71525 | 1.9517 |  | 1.0 | All Day | 24 | 744 | 672 | 744 | 720 | 744 | 720 | 744 | 744 | 720 | 744 | 720 | 744 | 1452.0977 | 1311.5721 | 1452.0977 | 1405.2558 | 1452.0977 | 1405.2558 | 1452.0977 | 1452.0977 | 1405.2558 | 1452.0977 | 1405.2558 | 1452.0977 | 8760 | 17097.2791
2935 | Ventilation | Exhaust fan | EF-37 | Uniform |  | 3 | [5 empty] | 3 | 0.75 | 0.86 | 0.71525 | 1.9517 |  | 1.0 | All Day | 24 | 744 | 672 | 744 | 720 | 744 | 720 | 744 | 744 | 720 | 744 | 720 | 744 | 1452.0977 | 1311.5721 | 1452.0977 | 1405.2558 | 1452.0977 | 1405.2558 | 1452.0977 | 1452.0977 | 1405.2558 | 1452.0977 | 1405.2558 | 1452.0977 | 8760 | 17097.2791
2936 | Ventilation | Exhaust fan | EF-38 | Uniform |  | 3 | [5 empty] | 3 | 0.75 | 0.86 | 0.71525 | 1.9517 |  | 1.0 | All Day | 24 | 744 | 672 | 744 | 720 | 744 | 720 | 744 | 744 | 720 | 744 | 720 | 744 | 1452.0977 | 1311.5721 | 1452.0977 | 1405.2558 | 1452.0977 | 1405.2558 | 1452.0977 | 1452.0977 | 1405.2558 | 1452.0977 | 1405.2558 | 1452.0977 | 8760 | 17097.2791
2937 | Ventilation | Supply fan | S-2 | Uniform | 10109.17648 | 15 | [5 empty] | 15 | 0.75 | 0.90012 | 0.7965 | 9.3237 |  | 1.0 | All Day | 24 | 744 | 672 | 744 | 720 | 744 | 720 | 744 | 744 | 720 | 744 | 720 | 744 | 6936.8366 | 6265.5298 | 6936.8366 | 6713.0676 | 6936.8366 | 6713.0676 | 6936.8366 | 6936.8366 | 6713.0676 | 6936.8366 | 6713.0676 | 6936.8366 | 8760 | 81675.6562
2938 | Electric Heating | Radiant Heater |  | Rearing Room | [10 empty] | 1 |  | 0.33 | All Day | 24.0 | 0 | 0 | 0 | 237.6 | 0 | 0 | 0 | 0 | 0 | 0 | 0 | 0 | 0 | 0 | 0 | 237.6 | 0 | 0 | 0 | 0 | 0 | 0 | 0 | 0 | 237.6 | 237.6 | 0.059489
2939 | Electric Heating | Radiant Heater |  | Rearing Room | [10 empty] | 1 |  | 0.33 | all day | 24.0 | 0 | 0 | 0 | 237.6 | 0 | 0 | 0 | 0 | 0 | 0 | 0 | 0 | 0 | 0 | 0 | 237.6 | 0 | 0 | 0 | 0 | 0 | 0 | 0 | 0 | 237.6 | 237.6 | 0.059489
2940 | Electric heating | Electric Baseboard Heater |  | Heating 1 | [10 empty] | 2.5 |  | 0.5 | All Day | 24.0 | 372 | 336 | 297.6 | 180 | 148.8 | 72 | 9.3 | 9.3 | 9 | 74.4 | 144 | 260.4 | 930 | 840 | 744 | 450 | 372 | 180 | 23.25 | 23.25 | 22.5 | 186 | 360 | 651 | 1912.8 | 4782 | 1.2345
2941 | Ventilation | Supply fan | HV-1 | Uniform | 1500.0 | 1.5 | [5 empty] | 1.5 | 0.75 | 0.81875 | 0.66925 | 1.025 |  | 1.0 | All Day | 24 | 744 | 672 | 744 | 720 | 744 | 720 | 744 | 744 | 720 | 744 | 720 | 744 | 762.6284 | 688.8256 | 762.6284 | 738.0275 | 762.6284 | 738.0275 | 762.6284 | 762.6284 | 738.0275 | 762.6284 | 738.0275 | 762.6284 | 8760 | 8979.3344
2942 | Ventilation | Supply fan | HV-3 | Uniform | 1680.2718400000000 | 1.5 | [5 empty] | 1.5 | 0.75 | 0.81875 | 0.66925 | 1.025 |  | 1.0 | All Day | 24 | 744 | 672 | 744 | 720 | 744 | 720 | 744 | 744 | 720 | 744 | 720 | 744 | 762.6284 | 688.8256 | 762.6284 | 738.0275 | 762.6284 | 738.0275 | 762.6284 | 762.6284 | 738.0275 | 762.6284 | 738.0275 | 762.6284 | 8760 | 8979.3344
2943 | Ventilation | Exhaust fan | EF-43 | Uniform |  | 1.5 | [5 empty] | 1.5 | 0.75 | 0.81875 | 0.66925 | 1.025 |  | 1.0 | All Day | 24 | 744 | 672 | 744 | 720 | 744 | 720 | 744 | 744 | 720 | 744 | 720 | 744 | 762.6284 | 688.8256 | 762.6284 | 738.0275 | 762.6284 | 738.0275 | 762.6284 | 762.6284 | 738.0275 | 762.6284 | 738.0275 | 762.6284 | 8760 | 8979.3344
2944 | Ventilation | Exhaust fan | EF 16 | Uniform |  | 0.066667 | [5 empty] | 0.066667 | 0.75 | 0.75 | 0.7 | 0.049733 |  | 1.0 | All Day | 24 | 744 | 672 | 744 | 720 | 744 | 720 | 744 | 744 | 720 | 744 | 720 | 744 | 37.0016 | 33.4208 | 37.0016 | 35.808 | 37.0016 | 35.808 | 37.0016 | 37.0016 | 35.808 | 37.0016 | 35.808 | 37.0016 | 8760 | 435.664
2945 | Ventilation | Exhaust fan | EF 17 | Uniform |  | 0.066667 | [5 empty] | 0.066667 | 0.75 | 0.75 | 0.7 | 0.049733 |  | 1.0 | All Day | 24 | 744 | 672 | 744 | 720 | 744 | 720 | 744 | 744 | 720 | 744 | 720 | 744 | 37.0016 | 33.4208 | 37.0016 | 35.808 | 37.0016 | 35.808 | 37.0016 | 37.0016 | 35.808 | 37.0016 | 35.808 | 37.0016 | 8760 | 435.664
2946 | Ventilation | Exhaust fan | EF 18 | Uniform |  | 0.066667 | [5 empty] | 0.066667 | 0.75 | 0.75 | 0.7 | 0.049733 |  | 1.0 | All Day | 24 | 744 | 672 | 744 | 720 | 744 | 720 | 744 | 744 | 720 | 744 | 720 | 744 | 37.0016 | 33.4208 | 37.0016 | 35.808 | 37.0016 | 35.808 | 37.0016 | 37.0016 | 35.808 | 37.0016 | 35.808 | 37.0016 | 8760 | 435.664
2947 | Ventilation | Exhaust fan | EF 19 | Uniform |  | 0.066667 | [5 empty] | 0.066667 | 0.75 | 0.75 | 0.7 | 0.049733 |  | 1.0 | All Day | 24 | 744 | 672 | 744 | 720 | 744 | 720 | 744 | 744 | 720 | 744 | 720 | 744 | 37.0016 | 33.4208 | 37.0016 | 35.808 | 37.0016 | 35.808 | 37.0016 | 37.0016 | 35.808 | 37.0016 | 35.808 | 37.0016 | 8760 | 435.664
2948 | Ventilation | Exhaust fan | EF 20 | Uniform |  | 0.066667 | [5 empty] | 0.066667 | 0.75 | 0.75 | 0.7 | 0.049733 |  | 1.0 | All Day | 24 | 744 | 672 | 744 | 720 | 744 | 720 | 744 | 744 | 720 | 744 | 720 | 744 | 37.0016 | 33.4208 | 37.0016 | 35.808 | 37.0016 | 35.808 | 37.0016 | 37.0016 | 35.808 | 37.0016 | 35.808 | 37.0016 | 8760 | 435.664
2949 | Ventilation | Exhaust fan | EF 21 | Uniform |  | 0.066667 | [5 empty] | 0.066667 | 0.75 | 0.75 | 0.7 | 0.049733 |  | 1.0 | All Day | 24 | 744 | 672 | 744 | 720 | 744 | 720 | 744 | 744 | 720 | 744 | 720 | 744 | 37.0016 | 33.4208 | 37.0016 | 35.808 | 37.0016 | 35.808 | 37.0016 | 37.0016 | 35.808 | 37.0016 | 35.808 | 37.0016 | 8760 | 435.664
2950 | Ventilation | Exhaust fan | EF 22 | Uniform |  | 0.066667 | [5 empty] | 0.066667 | 0.75 | 0.75 | 0.7 | 0.049733 |  | 1.0 | All Day | 24 | 744 | 672 | 744 | 720 | 744 | 720 | 744 | 744 | 720 | 744 | 720 | 744 | 37.0016 | 33.4208 | 37.0016 | 35.808 | 37.0016 | 35.808 | 37.0016 | 37.0016 | 35.808 | 37.0016 | 35.808 | 37.0016 | 8760 | 435.664
2951 | Ventilation | Exhaust fan | EF 23 | Uniform |  | 0.066667 | [5 empty] | 0.066667 | 0.75 | 0.75 | 0.7 | 0.049733 |  | 1.0 | All Day | 24 | 744 | 672 | 744 | 720 | 744 | 720 | 744 | 744 | 720 | 744 | 720 | 744 | 37.0016 | 33.4208 | 37.0016 | 35.808 | 37.0016 | 35.808 | 37.0016 | 37.0016 | 35.808 | 37.0016 | 35.808 | 37.0016 | 8760 | 435.664
2952 | Ventilation | Exhaust fan | EF 24 | Uniform |  | 0.066667 | [5 empty] | 0.066667 | 0.75 | 0.75 | 0.7 | 0.049733 |  | 1.0 | All Day | 24 | 744 | 672 | 744 | 720 | 744 | 720 | 744 | 744 | 720 | 744 | 720 | 744 | 37.0016 | 33.4208 | 37.0016 | 35.808 | 37.0016 | 35.808 | 37.0016 | 37.0016 | 35.808 | 37.0016 | 35.808 | 37.0016 | 8760 | 435.664
2953 | Ventilation | Exhaust fan | EF 25 | Uniform |  | 0.066667 | [5 empty] | 0.066667 | 0.75 | 0.75 | 0.7 | 0.049733 |  | 1.0 | All Day | 24 | 744 | 672 | 744 | 720 | 744 | 720 | 744 | 744 | 720 | 744 | 720 | 744 | 37.0016 | 33.4208 | 37.0016 | 35.808 | 37.0016 | 35.808 | 37.0016 | 37.0016 | 35.808 | 37.0016 | 35.808 | 37.0016 | 8760 | 435.664
2954 | Ventilation | Exhaust fan | EF 26 | Uniform |  | 0.066667 | [5 empty] | 0.066667 | 0.75 | 0.75 | 0.7 | 0.049733 |  | 1.0 | All Day | 24 | 744 | 672 | 744 | 720 | 744 | 720 | 744 | 744 | 720 | 744 | 720 | 744 | 37.0016 | 33.4208 | 37.0016 | 35.808 | 37.0016 | 35.808 | 37.0016 | 37.0016 | 35.808 | 37.0016 | 35.808 | 37.0016 | 8760 | 435.664
2955 | Ventilation | Exhaust fan | EF 27 | Uniform |  | 0.066667 | [5 empty] | 0.066667 | 0.75 | 0.75 | 0.7 | 0.049733 |  | 1.0 | All Day | 24 | 744 | 672 | 744 | 720 | 744 | 720 | 744 | 744 | 720 | 744 | 720 | 744 | 37.0016 | 33.4208 | 37.0016 | 35.808 | 37.0016 | 35.808 | 37.0016 | 37.0016 | 35.808 | 37.0016 | 35.808 | 37.0016 | 8760 | 435.664
2956 | Ventilation | Exhaust fan | EF 28 | Uniform |  | 0.066667 | [5 empty] | 0.066667 | 0.75 | 0.75 | 0.7 | 0.049733 |  | 1.0 | All Day | 24 | 744 | 672 | 744 | 720 | 744 | 720 | 744 | 744 | 720 | 744 | 720 | 744 | 37.0016 | 33.4208 | 37.0016 | 35.808 | 37.0016 | 35.808 | 37.0016 | 37.0016 | 35.808 | 37.0016 | 35.808 | 37.0016 | 8760 | 435.664
2957 | Ventilation | Exhaust fan | EF 29 | Uniform |  | 0.066667 | [5 empty] | 0.066667 | 0.75 | 0.75 | 0.7 | 0.049733 |  | 1.0 | All Day | 24 | 744 | 672 | 744 | 720 | 744 | 720 | 744 | 744 | 720 | 744 | 720 | 744 | 37.0016 | 33.4208 | 37.0016 | 35.808 | 37.0016 | 35.808 | 37.0016 | 37.0016 | 35.808 | 37.0016 | 35.808 | 37.0016 | 8760 | 435.664
2958 | Ventilation | Exhaust fan | EF 9 | Uniform |  |  | 0.18 |  |  |  |  | 0.24129 | 0.75 | 0.75 | 0.7 | 0.18 |  | 1.0 | All Day | 24 | 744 | 672 | 744 | 720 | 744 | 720 | 744 | 744 | 720 | 744 | 720 | 744 | 133.92 | 120.96 | 133.92 | 129.6 | 133.92 | 129.6 | 133.92 | 133.92 | 129.6 | 133.92 | 129.6 | 133.92 | 8760 | 1576.8
2959 | Ventilation | Supply fan | HRC-01 | Uniform | 1605.0 | 0.75 | [5 empty] | 0.75 | 0.75 | 0.75 | 0.511 | 0.5595 |  | 1.0 | All Day | 24 | 744 | 672 | 744 | 720 | 744 | 720 | 744 | 744 | 720 | 744 | 720 | 744 | 416.268 | 375.984 | 416.268 | 402.84 | 416.268 | 402.84 | 416.268 | 416.268 | 402.84 | 416.268 | 402.84 | 416.268 | 8760 | 4901.22
2960 | Ventilation | Exhaust fan | EF 11 | Uniform |  | 0.75 | [5 empty] | 0.75 | 0.75 | 0.75 | 0.511 | 0.5595 |  | 1.0 | All Day | 24 | 744 | 672 | 744 | 720 | 744 | 720 | 744 | 744 | 720 | 744 | 720 | 744 | 416.268 | 375.984 | 416.268 | 402.84 | 416.268 | 402.84 | 416.268 | 416.268 | 402.84 | 416.268 | 402.84 | 416.268 | 8760 | 4901.22
2961 | Ventilation | Exhaust fan | EF 12 | Uniform |  | 0.75 | [5 empty] | 0.75 | 0.75 | 0.75 | 0.511 | 0.5595 |  | 1.0 | All Day | 24 | 744 | 672 | 744 | 720 | 744 | 720 | 744 | 744 | 720 | 744 | 720 | 744 | 416.268 | 375.984 | 416.268 | 402.84 | 416.268 | 402.84 | 416.268 | 416.268 | 402.84 | 416.268 | 402.84 | 416.268 | 8760 | 4901.22
2962 | Ventilation | Exhaust fan | EF 13 | Uniform |  | 0.75 | [5 empty] | 0.75 | 0.75 | 0.75 | 0.511 | 0.5595 |  | 1.0 | All Day | 24 | 744 | 672 | 744 | 720 | 744 | 720 | 744 | 744 | 720 | 744 | 720 | 744 | 416.268 | 375.984 | 416.268 | 402.84 | 416.268 | 402.84 | 416.268 | 416.268 | 402.84 | 416.268 | 402.84 | 416.268 | 8760 | 4901.22
2963 | Ventilation | Exhaust fan | EF 14 | Uniform |  | 0.75 | [5 empty] | 0.75 | 0.75 | 0.75 | 0.511 | 0.5595 |  | 1.0 | All Day | 24 | 744 | 672 | 744 | 720 | 744 | 720 | 744 | 744 | 720 | 744 | 720 | 744 | 416.268 | 375.984 | 416.268 | 402.84 | 416.268 | 402.84 | 416.268 | 416.268 | 402.84 | 416.268 | 402.84 | 416.268 | 8760 | 4901.22
2964 | Ventilation | Exhaust fan | EF 31 | Uniform |  | 0.75 | [5 empty] | 0.75 | 0.75 | 0.75 | 0.511 | 0.5595 |  | 1.0 | All Day | 24 | 744 | 672 | 744 | 720 | 744 | 720 | 744 | 744 | 720 | 744 | 720 | 744 | 416.268 | 375.984 | 416.268 | 402.84 | 416.268 | 402.84 | 416.268 | 416.268 | 402.84 | 416.268 | 402.84 | 416.268 | 8760 | 4901.22
2965 | Ventilation | Exhaust fan | EF 32 | Uniform |  | 0.75 | [5 empty] | 0.75 | 0.75 | 0.75 | 0.511 | 0.5595 |  | 1.0 | All Day | 24 | 744 | 672 | 744 | 720 | 744 | 720 | 744 | 744 | 720 | 744 | 720 | 744 | 416.268 | 375.984 | 416.268 | 402.84 | 416.268 | 402.84 | 416.268 | 416.268 | 402.84 | 416.268 | 402.84 | 416.268 | 8760 | 4901.22
2966 | Ventilation | Exhaust fan | EF-36 | Uniform |  | 0.75 | [5 empty] | 0.75 | 0.75 | 0.75 | 0.511 | 0.5595 |  | 1.0 | All Day | 24 | 744 | 672 | 744 | 720 | 744 | 720 | 744 | 744 | 720 | 744 | 720 | 744 | 416.268 | 375.984 | 416.268 | 402.84 | 416.268 | 402.84 | 416.268 | 416.268 | 402.84 | 416.268 | 402.84 | 416.268 | 8760 | 4901.22
2967 | Pump | Pump | P-13 | Uniform |  | 0.75 | [5 empty] | 0.75 | 0.75 | 0.75 | 0.511 | 0.5595 |  | 1.0 | All Day | 24 | 744 | 672 | 744 | 720 | 744 | 720 | 744 | 744 | 720 | 744 | 720 | 744 | 416.268 | 375.984 | 416.268 | 402.84 | 416.268 | 402.84 | 416.268 | 416.268 | 402.84 | 416.268 | 402.84 | 416.268 | 8760 | 4901.22
2968 | Pump | Pump | P-6 | Heating 1 |  | 0.75 | [5 empty] | 0.75 | 0.75 | 0.75 | 0.511 | 0.5595 |  | 1.0 | All Day | 24 | 744 | 672 | 446.4 | 360 | 297.6 | 144 | 18.6 | 18.6 | 72 | 520.8 | 720 | 744 | 416.268 | 375.984 | 249.7608 | 201.42 | 166.5072 | 80.568 | 10.4067 | 10.4067 | 40.284 | 291.3876 | 402.84 | 416.268 | 4758 | 2662.101
2969 | Pump | Pump | P-14 | Uniform |  | 0.75 | [5 empty] | 0.75 | 0.75 | 0.75 | 0.511 | 0.5595 |  | 1.0 | All Day | 24 | 744 | 672 | 744 | 720 | 744 | 720 | 744 | 744 | 720 | 744 | 720 | 744 | 416.268 | 375.984 | 416.268 | 402.84 | 416.268 | 402.84 | 416.268 | 416.268 | 402.84 | 416.268 | 402.84 | 416.268 | 8760 | 4901.22
2970 | Pump | Pump | P-15 | Uniform |  | 0.75 | [5 empty] | 0.75 | 0.75 | 0.75 | 0.511 | 0.5595 |  | 1.0 | All Day | 24 | 744 | 672 | 744 | 720 | 744 | 720 | 744 | 744 | 720 | 744 | 720 | 744 | 416.268 | 375.984 | 416.268 | 402.84 | 416.268 | 402.84 | 416.268 | 416.268 | 402.84 | 416.268 | 402.84 | 416.268 | 8760 | 4901.22
2971 | Pump | Pump | P-17 | Uniform |  | 0.75 | [5 empty] | 0.75 | 0.75 | 0.75 | 0.511 | 0.5595 |  | 1.0 | All Day | 24 | 744 | 672 | 744 | 720 | 744 | 720 | 744 | 744 | 720 | 744 | 720 | 744 | 416.268 | 375.984 | 416.268 | 402.84 | 416.268 | 402.84 | 416.268 | 416.268 | 402.84 | 416.268 | 402.84 | 416.268 | 8760 | 4901.22
2972 | Pump | Pump | P-18 | Uniform |  | 0.75 | [5 empty] | 0.75 | 0.75 | 0.75 | 0.511 | 0.5595 |  | 1.0 | All Day | 24 | 744 | 672 | 744 | 720 | 744 | 720 | 744 | 744 | 720 | 744 | 720 | 744 | 416.268 | 375.984 | 416.268 | 402.84 | 416.268 | 402.84 | 416.268 | 416.268 | 402.84 | 416.268 | 402.84 | 416.268 | 8760 | 4901.22
2973 | Ventilation | Exhaust fan | EF-40 | Uniform |  | 0.89 | [5 empty] | 0.89 | 0.75 | 0.75 | 0.511 | 0.66394 |  | 1.0 | All Day | 24 | 744 | 672 | 744 | 720 | 744 | 720 | 744 | 744 | 720 | 744 | 720 | 744 | 493.9714 | 446.1677 | 493.9714 | 478.0368 | 493.9714 | 478.0368 | 493.9714 | 493.9714 | 478.0368 | 493.9714 | 478.0368 | 493.9714 | 8760 | 5816.1144
2974 | Ventilation | Supply fan | S-1 | Uniform | 10253.26032 | 10 | [5 empty] | 10 | 0.75 | 0.89338 | 0.78375 | 6.2628 |  | 1.0 | All Day | 24 | 744 | 672 | 744 | 720 | 744 | 720 | 744 | 744 | 720 | 744 | 720 | 744 | 4659.4991 | 4208.5798 | 4659.4991 | 4509.1927 | 4659.4991 | 4509.1927 | 4659.4991 | 4659.4991 | 4509.1927 | 4659.4991 | 4509.1927 | 4659.4991 | 8760 | 54861.8441
2975 | Ventilation | Supply fan | S-3 | Uniform | 8988.28896 | 10 | [5 empty] | 10 | 0.75 | 0.89338 | 0.78375 | 6.2628 |  | 1.0 | All Day | 24 | 744 | 672 | 744 | 720 | 744 | 720 | 744 | 744 | 720 | 744 | 720 | 744 | 4659.4991 | 4208.5798 | 4659.4991 | 4509.1927 | 4659.4991 | 4509.1927 | 4659.4991 | 4659.4991 | 4509.1927 | 4659.4991 | 4509.1927 | 4659.4991 | 8760 | 54861.8441
2976 | Ventilation | Exhaust fan | EF 8 | Uniform |  |  | 0.24 |  |  |  |  | 0.32172 | 0.75 | 0.75 | 0.7 | 0.24 |  | 1.0 | All Day | 24 | 744 | 672 | 744 | 720 | 744 | 720 | 744 | 744 | 720 | 744 | 720 | 744 | 178.56 | 161.28 | 178.56 | 172.8 | 178.56 | 172.8 | 178.56 | 178.56 | 172.8 | 178.56 | 172.8 | 178.56 | 8760 | 2102.4
2977 | Ventilation | Exhaust fan | EF 33 | Uniform |  | 0.025 | [5 empty] | 0.025 | 0.75 | 0.75 | 0.7 | 0.01865 |  | 1.0 | All Day | 24 | 744 | 672 | 744 | 720 | 744 | 720 | 744 | 744 | 720 | 744 | 720 | 744 | 13.8756 | 12.5328 | 13.8756 | 13.428 | 13.8756 | 13.428 | 13.8756 | 13.8756 | 13.428 | 13.8756 | 13.428 | 13.8756 | 8760 | 163.374
2978 | Ventilation | Supply fan | AC-2 | Uniform | 1207.7616000000000 | 0.1 | [5 empty] | 0.1 | 0.75 | 0.75 | 0.7 | 0.0746 |  | 1.0 | All Day | 24 | 744 | 672 | 744 | 720 | 744 | 720 | 744 | 744 | 720 | 744 | 720 | 744 | 55.5024 | 50.1312 | 55.5024 | 53.712 | 55.5024 | 53.712 | 55.5024 | 55.5024 | 53.712 | 55.5024 | 53.712 | 55.5024 | 8760 | 653.496
2979 | Ventilation | Supply fan | AC-1 | Uniform | 817.8876800000000 | 0.2 | [5 empty] | 0.2 | 0.75 | 0.75 | 0.7 | 0.1492 |  | 1.0 | All Day | 24 | 744 | 672 | 744 | 720 | 744 | 720 | 744 | 744 | 720 | 744 | 720 | 744 | 111.0048 | 100.2624 | 111.0048 | 107.424 | 111.0048 | 107.424 | 111.0048 | 111.0048 | 107.424 | 111.0048 | 107.424 | 111.0048 | 8760 | 1306.992
2980 | Ventilation | Supply fan | AC-3 | Uniform | 752.2024 | 0.2 | [5 empty] | 0.2 | 0.75 | 0.75 | 0.7 | 0.1492 |  | 1.0 | All Day | 24 | 744 | 672 | 744 | 720 | 744 | 720 | 744 | 744 | 720 | 744 | 720 | 744 | 111.0048 | 100.2624 | 111.0048 | 107.424 | 111.0048 | 107.424 | 111.0048 | 111.0048 | 107.424 | 111.0048 | 107.424 | 111.0048 | 8760 | 1306.992
2981 | Electric heating | Electric Unit Heater |  | SockEye Room | [10 empty] | 3 |  | 0.2 | All Day | 24.0 | 148.8 | 134.4 | 148.8 | 144 | 0 | 0 | 0 | 0 | 0 | 0 | 144 | 148.8 | 446.4 | 403.2 | 446.4 | 432 | 0 | 0 | 0 | 0 | 0 | 0 | 432 | 446.4 | 868.8 | 2606.4 | 0.67284
2982 | Electric heating | Electric Unit Heater |  | SockEye Room | [10 empty] | 3 |  | 0.2 | All Day | 24.0 | 148.8 | 134.4 | 148.8 | 144 | 0 | 0 | 0 | 0 | 0 | 0 | 144 | 148.8 | 446.4 | 403.2 | 446.4 | 432 | 0 | 0 | 0 | 0 | 0 | 0 | 432 | 446.4 | 868.8 | 2606.4 | 0.67284
2983 | Ventilation | Supply fan | AH-10 | Uniform | 17976.0 | 30 | [5 empty] | 30 | 0.75 | 0.91612 | 0.809 | 18.3217 | 0.75 | 1.0 | All Day | 24 | 744 | 672 | 744 | 720 | 744 | 720 | 744 | 744 | 720 | 744 | 720 | 744 | 7667.6463 | 6925.616 | 7667.6463 | 7420.3029 | 7667.6463 | 7420.3029 | 7667.6463 | 7667.6463 | 7420.3029 | 7667.6463 | 7420.3029 | 7667.6463 | 8760 | 90280.352
2984 | Ventilation | Exhaust fan | EF 4 | Uniform |  |  | 0.4 |  |  |  |  | 0.53619 | 0.75 | 0.75 | 0.7 | 0.4 |  | 1.0 | All Day | 24 | 744 | 672 | 744 | 720 | 744 | 720 | 744 | 744 | 720 | 744 | 720 | 744 | 297.6 | 268.8 | 297.6 | 288 | 297.6 | 288 | 297.6 | 297.6 | 288 | 297.6 | 288 | 297.6 | 8760 | 3504
2985 | Ventilation | Exhaust fan | EF 5 | Uniform |  |  | 0.4 |  |  |  |  | 0.53619 | 0.75 | 0.75 | 0.7 | 0.4 |  | 1.0 | All Day | 24 | 744 | 672 | 744 | 720 | 744 | 720 | 744 | 744 | 720 | 744 | 720 | 744 | 297.6 | 268.8 | 297.6 | 288 | 297.6 | 288 | 297.6 | 297.6 | 288 | 297.6 | 288 | 297.6 | 8760 | 3504
2986 | Ventilation | Exhaust fan | EF 6 | Uniform |  |  | 0.4 |  |  |  |  | 0.53619 | 0.75 | 0.75 | 0.7 | 0.4 |  | 1.0 | All Day | 24 | 744 | 672 | 744 | 720 | 744 | 720 | 744 | 744 | 720 | 744 | 720 | 744 | 297.6 | 268.8 | 297.6 | 288 | 297.6 | 288 | 297.6 | 297.6 | 288 | 297.6 | 288 | 297.6 | 8760 | 3504
2987 | Ventilation | Exhaust fan | EF 7 | Uniform |  |  | 0.4 |  |  |  |  | 0.53619 | 0.75 | 0.75 | 0.7 | 0.4 |  | 1.0 | All Day | 24 | 744 | 672 | 744 | 720 | 744 | 720 | 744 | 744 | 720 | 744 | 720 | 744 | 297.6 | 268.8 | 297.6 | 288 | 297.6 | 288 | 297.6 | 297.6 | 288 | 297.6 | 288 | 297.6 | 8760 | 3504
2988 | Ventilation | Exhaust fan | EF 35 | Uniform | 5425.0 | 0.33333 | [5 empty] | 0.33333 | 0.75 | 0.75 | 0.7 | 0.24867 | 0.79 | 1.0 | All Day | 24 | 744 | 672 | 744 | 720 | 744 | 720 | 744 | 744 | 720 | 744 | 720 | 744 | 115.4635 | 104.2896 | 115.4635 | 111.7389 | 115.4635 | 111.7389 | 115.4635 | 115.4635 | 111.7389 | 115.4635 | 111.7389 | 115.4635 | 8760 | 1359.4895
2989 | Ventilation | Exhaust fan | EF 6 | Uniform |  |  | 0.4 |  |  |  |  | 0.53619 | 0.75 | 0.75 | 0.7 | 0.4 | 0.67 | 1.0 | All Day | 24 | 744 | 672 | 744 | 720 | 744 | 720 | 744 | 744 | 720 | 744 | 720 | 744 | 133.5926 | 120.6643 | 133.5926 | 129.2832 | 133.5926 | 129.2832 | 133.5926 | 133.5926 | 129.2832 | 133.5926 | 129.2832 | 133.5926 | 8760 | 1572.9456
2990 | Pump | Pump | P-29 | Heating 1 |  | 0.16667 | [5 empty] | 0.16667 | 0.75 | 0.75 | 0.7 | 0.12433 |  | 1.0 | All Day | 24 | 744 | 672 | 446.4 | 360 | 297.6 | 144 | 18.6 | 18.6 | 72 | 520.8 | 720 | 744 | 92.504 | 83.552 | 55.5024 | 44.76 | 37.0016 | 17.904 | 2.3126 | 2.3126 | 8.952 | 64.7528 | 89.52 | 92.504 | 4758 | 591.578
2991 | Ventilation | Exhaust fan | EF 2 | Uniform |  | 0.33333 | [5 empty] | 0.33333 | 0.75 | 0.75 | 0.7 | 0.24867 |  | 1.0 | All Day | 24 | 744 | 672 | 744 | 720 | 744 | 720 | 744 | 744 | 720 | 744 | 720 | 744 | 185.008 | 167.104 | 185.008 | 179.04 | 185.008 | 179.04 | 185.008 | 185.008 | 179.04 | 185.008 | 179.04 | 185.008 | 8760 | 2178.32
2992 | Pump | Pump | P-8 | Heating 1 |  | 0.33333 | [5 empty] | 0.33333 | 0.75 | 0.75 | 0.7 | 0.24867 |  | 1.0 | All Day | 24 | 744 | 672 | 446.4 | 360 | 297.6 | 144 | 18.6 | 18.6 | 72 | 520.8 | 720 | 744 | 185.008 | 167.104 | 111.0048 | 89.52 | 74.0032 | 35.808 | 4.6252 | 4.6252 | 17.904 | 129.5056 | 179.04 | 185.008 | 4758 | 1183.156
2993 | Pump | Pump | P-9 | Heating 1 |  | 0.33333 | [5 empty] | 0.33333 | 0.75 | 0.75 | 0.7 | 0.24867 |  | 1.0 | All Day | 24 | 744 | 672 | 446.4 | 360 | 297.6 | 144 | 18.6 | 18.6 | 72 | 520.8 | 720 | 744 | 185.008 | 167.104 | 111.0048 | 89.52 | 74.0032 | 35.808 | 4.6252 | 4.6252 | 17.904 | 129.5056 | 179.04 | 185.008 | 4758 | 1183.156
2994 | Ventilation | Supply fan | AHU-P1 | Uniform | 2483.0 | 12 | [5 empty] | 12 | 0.75 | 0.89338 | 0.78375 | 7.5153 |  | 1.0 | All Day | 24 | 744 | 672 | 744 | 720 | 744 | 720 | 744 | 744 | 720 | 744 | 720 | 744 | 5591.3989 | 5050.2958 | 5591.3989 | 5411.0312 | 5591.3989 | 5411.0312 | 5591.3989 | 5591.3989 | 5411.0312 | 5591.3989 | 5411.0312 | 5591.3989 | 8760 | 65834.213
2995 | Ventilation | Exhaust fan | EF 30 | Uniform |  | 0.25 | [5 empty] | 0.25 | 0.75 | 0.75 | 0.7 | 0.1865 |  | 1.0 | All Day | 24 | 744 | 672 | 744 | 720 | 744 | 720 | 744 | 744 | 720 | 744 | 720 | 744 | 138.756 | 125.328 | 138.756 | 134.28 | 138.756 | 134.28 | 138.756 | 138.756 | 134.28 | 138.756 | 134.28 | 138.756 | 8760 | 1633.74
2996 | Ventilation | Exhaust fan | EF-42 | Uniform |  | 0.25 | [5 empty] | 0.25 | 0.75 | 0.75 | 0.7 | 0.1865 |  | 1.0 | All Day | 24 | 744 | 672 | 744 | 720 | 744 | 720 | 744 | 744 | 720 | 744 | 720 | 744 | 138.756 | 125.328 | 138.756 | 134.28 | 138.756 | 134.28 | 138.756 | 138.756 | 134.28 | 138.756 | 134.28 | 138.756 | 8760 | 1633.74
2997 | Pump | Pump | P-28 | Heating 1 |  | 0.25 | [5 empty] | 0.25 | 0.75 | 0.75 | 0.7 | 0.1865 |  | 1.0 | All Day | 24 | 744 | 672 | 446.4 | 360 | 297.6 | 144 | 18.6 | 18.6 | 72 | 520.8 | 720 | 744 | 138.756 | 125.328 | 83.2536 | 67.14 | 55.5024 | 26.856 | 3.4689 | 3.4689 | 13.428 | 97.1292 | 134.28 | 138.756 | 4758 | 887.367
2998 | Pump | Pump | P-7 | Heating 1 |  | 0.25 | [5 empty] | 0.25 | 0.75 | 0.75 | 0.7 | 0.1865 |  | 1.0 | All Day | 24 | 744 | 672 | 446.4 | 360 | 297.6 | 144 | 18.6 | 18.6 | 72 | 520.8 | 720 | 744 | 138.756 | 125.328 | 83.2536 | 67.14 | 55.5024 | 26.856 | 3.4689 | 3.4689 | 13.428 | 97.1292 | 134.28 | 138.756 | 4758 | 887.367
2999 | Pump | Pump | P-10 | Heating 1 |  | 0.25 | [5 empty] | 0.25 | 0.75 | 0.75 | 0.7 | 0.1865 |  | 1.0 | All Day | 24 | 744 | 672 | 446.4 | 360 | 297.6 | 144 | 18.6 | 18.6 | 72 | 520.8 | 720 | 744 | 138.756 | 125.328 | 83.2536 | 67.14 | 55.5024 | 26.856 | 3.4689 | 3.4689 | 13.428 | 97.1292 | 134.28 | 138.756 | 4758 | 887.367
3000 | Pump | Pump |  | Uniform |  | 0.25 | [5 empty] | 0.25 | 0.75 | 0.75 | 0.7 | 0.1865 |  | 1.0 | All Day | 24 | 744 | 672 | 744 | 720 | 744 | 720 | 744 | 744 | 720 | 744 | 720 | 744 | 138.756 | 125.328 | 138.756 | 134.28 | 138.756 | 134.28 | 138.756 | 138.756 | 134.28 | 138.756 | 134.28 | 138.756 | 8760 | 1633.74
3001 | Ventilation | Supply fan | HV-2 | Uniform | 1150.5518400000000 | 0.5 | [5 empty] | 0.5 | 0.75 | 0.75 | 0.7 | 0.373 |  | 1.0 | All Day | 24 | 744 | 672 | 744 | 720 | 744 | 720 | 744 | 744 | 720 | 744 | 720 | 744 | 277.512 | 250.656 | 277.512 | 268.56 | 277.512 | 268.56 | 277.512 | 277.512 | 268.56 | 277.512 | 268.56 | 277.512 | 8760 | 3267.48
3002 | Ventilation | Supply fan | RTU-1 | Uniform | 600.0 | 0.5 | [5 empty] | 0.5 | 0.75 | 0.75 | 0.7 | 0.373 |  | 1.0 | RTU-1 | 24 | 744 | 672 | 744 | 720 | 744 | 720 | 744 | 744 | 720 | 744 | 720 | 744 | 277.512 | 250.656 | 277.512 | 268.56 | 277.512 | 268.56 | 277.512 | 277.512 | 268.56 | 277.512 | 268.56 | 277.512 | 8760 | 3267.48
3003 | Ventilation | Supply fan | AC-4 | Uniform | 600.0 | 0.5 | [5 empty] | 0.5 | 0.75 | 0.75 | 0.7 | 0.373 |  | 1.0 | All Day | 24 | 744 | 672 | 744 | 720 | 744 | 720 | 744 | 744 | 720 | 744 | 720 | 744 | 277.512 | 250.656 | 277.512 | 268.56 | 277.512 | 268.56 | 277.512 | 277.512 | 268.56 | 277.512 | 268.56 | 277.512 | 8760 | 3267.48
3004 | Ventilation | Exhaust fan | EF 15 | Uniform |  | 0.5 | [5 empty] | 0.5 | 0.75 | 0.75 | 0.7 | 0.373 |  | 1.0 | All Day | 24 | 744 | 672 | 744 | 720 | 744 | 720 | 744 | 744 | 720 | 744 | 720 | 744 | 277.512 | 250.656 | 277.512 | 268.56 | 277.512 | 268.56 | 277.512 | 277.512 | 268.56 | 277.512 | 268.56 | 277.512 | 8760 | 3267.48
3005 | Pump | Pump | P-5 | Heating 1 |  | 0.5 | [5 empty] | 0.5 | 0.75 | 0.75 | 0.7 | 0.373 |  | 1.0 | All Day | 24 | 744 | 672 | 446.4 | 360 | 297.6 | 144 | 18.6 | 18.6 | 72 | 520.8 | 720 | 744 | 277.512 | 250.656 | 166.5072 | 134.28 | 111.0048 | 53.712 | 6.9378 | 6.9378 | 26.856 | 194.2584 | 268.56 | 277.512 | 4758 | 1774.734
3006 | Ventilation | Return fan | R-4 | Uniform | 1570.09008 | 1 | [5 empty] | 1 | 0.75 | 0.75 | 0.65475 | 0.746 |  | 1.0 | S-4 | 24 | 744 | 672 | 744 | 720 | 744 | 720 | 744 | 744 | 720 | 744 | 720 | 744 | 555.024 | 501.312 | 555.024 | 537.12 | 555.024 | 537.12 | 555.024 | 555.024 | 537.12 | 555.024 | 537.12 | 555.024 | 8760 | 6534.96
3007 | Ventilation | Return fan | R-7 | Uniform |  | 1 | [5 empty] | 1 | 0.75 | 0.75 | 0.65475 | 0.746 |  | 1.0 | All Day | 24 | 744 | 672 | 744 | 720 | 744 | 720 | 744 | 744 | 720 | 744 | 720 | 744 | 555.024 | 501.312 | 555.024 | 537.12 | 555.024 | 537.12 | 555.024 | 555.024 | 537.12 | 555.024 | 537.12 | 555.024 | 8760 | 6534.96
3008 | Ventilation | Exhaust fan | EF 1 | Uniform |  | 1 | [5 empty] | 1 | 0.75 | 0.75 | 0.65475 | 0.746 |  | 1.0 | All Day | 24 | 744 | 672 | 744 | 720 | 744 | 720 | 744 | 744 | 720 | 744 | 720 | 744 | 555.024 | 501.312 | 555.024 | 537.12 | 555.024 | 537.12 | 555.024 | 555.024 | 537.12 | 555.024 | 537.12 | 555.024 | 8760 | 6534.96
3009 | Ventilation | Exhaust fan | EF-41 | Uniform |  | 1 | [5 empty] | 1 | 0.75 | 0.75 | 0.65475 | 0.746 |  | 1.0 | All Day | 24 | 744 | 672 | 744 | 720 | 744 | 720 | 744 | 744 | 720 | 744 | 720 | 744 | 555.024 | 501.312 | 555.024 | 537.12 | 555.024 | 537.12 | 555.024 | 555.024 | 537.12 | 555.024 | 537.12 | 555.024 | 8760 | 6534.96
3010 | Pump | Pump | P-27 | Heating 1 |  | 1 | [5 empty] | 1 | 0.75 | 0.75 | 0.65475 | 0.746 |  | 1.0 | All Day | 24 | 744 | 672 | 446.4 | 360 | 297.6 | 144 | 18.6 | 18.6 | 72 | 520.8 | 720 | 744 | 555.024 | 501.312 | 333.0144 | 268.56 | 222.0096 | 107.424 | 13.8756 | 13.8756 | 53.712 | 388.5168 | 537.12 | 555.024 | 4758 | 3549.468
3011 | Ventilation | Supply fan | MUA-1 | Uniform | 11905.986720000000 | 7.5 | [5 empty] | 7.5 | 0.75 | 0.8825 | 0.7645 | 4.755 |  | 1.0 | All Day | 24 | 744 | 672 | 744 | 720 | 744 | 720 | 744 | 744 | 720 | 744 | 720 | 744 | 3537.6884 | 3195.3314 | 3537.6884 | 3423.5694 | 3537.6884 | 3423.5694 | 3537.6884 | 3537.6884 | 3423.5694 | 3537.6884 | 3423.5694 | 3537.6884 | 8760 | 41653.4278
3012 | Ventilation | Supply fan | S-4 | Uniform | 7979.702080000000 | 7.5 | [5 empty] | 7.5 | 0.75 | 0.8825 | 0.7645 | 4.755 |  | 1.0 | S-4 | 24 | 744 | 672 | 744 | 720 | 744 | 720 | 744 | 744 | 720 | 744 | 720 | 744 | 3537.6884 | 3195.3314 | 3537.6884 | 3423.5694 | 3537.6884 | 3423.5694 | 3537.6884 | 3537.6884 | 3423.5694 | 3537.6884 | 3423.5694 | 3537.6884 | 8760 | 41653.4278
3013 | Ventilation | Supply fan | S-5 | Uniform | 6326.97568 | 7.5 | [5 empty] | 7.5 | 0.75 | 0.8825 | 0.7645 | 4.755 |  | 1.0 | All Day | 24 | 744 | 672 | 744 | 720 | 744 | 720 | 744 | 744 | 720 | 744 | 720 | 744 | 3537.6884 | 3195.3314 | 3537.6884 | 3423.5694 | 3537.6884 | 3423.5694 | 3537.6884 | 3537.6884 | 3423.5694 | 3537.6884 | 3423.5694 | 3537.6884 | 8760 | 41653.4278
3014 | Ventilation | Supply fan | S-8 | Uniform | 5752.7592000000000 | 7.5 | [5 empty] | 7.5 | 0.75 | 0.8825 | 0.7645 | 4.755 |  | 1.0 | All Day | 24 | 744 | 672 | 744 | 720 | 744 | 720 | 744 | 744 | 720 | 744 | 720 | 744 | 3537.6884 | 3195.3314 | 3537.6884 | 3423.5694 | 3537.6884 | 3423.5694 | 3537.6884 | 3537.6884 | 3423.5694 | 3537.6884 | 3423.5694 | 3537.6884 | 8760 | 41653.4278
3015 | Pump | Pump | P-1 | Uniform |  | 7.5 | [5 empty] | 7.5 | 0.75 | 0.8825 | 0.7645 | 4.755 |  | 1.0 | All Day | 24 | 744 | 672 | 744 | 720 | 744 | 720 | 744 | 744 | 720 | 744 | 720 | 744 | 3537.6884 | 3195.3314 | 3537.6884 | 3423.5694 | 3537.6884 | 3423.5694 | 3537.6884 | 3537.6884 | 3423.5694 | 3537.6884 | 3423.5694 | 3537.6884 | 8760 | 41653.4278
3016 | Pump | Pump | P-2 | Uniform |  | 7.5 | [5 empty] | 7.5 | 0.75 | 0.8825 | 0.7645 | 4.755 |  | 1.0 | All Day | 24 | 744 | 672 | 744 | 720 | 744 | 720 | 744 | 744 | 720 | 744 | 720 | 744 | 3537.6884 | 3195.3314 | 3537.6884 | 3423.5694 | 3537.6884 | 3423.5694 | 3537.6884 | 3537.6884 | 3423.5694 | 3537.6884 | 3423.5694 | 3537.6884 | 8760 | 41653.4278
3017 | Ventilation | Supply fan | SZ-6 | Uniform | 2000.0 | 2 | [5 empty] | 2 | 0.75 | 0.845 | 0.702 | 1.3243 |  | 1.0 | All Day | 24 | 744 | 672 | 744 | 720 | 744 | 720 | 744 | 744 | 720 | 744 | 720 | 744 | 985.2497 | 889.903 | 985.2497 | 953.4675 | 985.2497 | 953.4675 | 985.2497 | 985.2497 | 953.4675 | 985.2497 | 953.4675 | 985.2497 | 8760 | 11600.5207
3018 | Ventilation | Return fan | R-6 | Uniform | 3886.0259200000000 | 2 | [5 empty] | 2 | 0.75 | 0.845 | 0.702 | 1.3243 |  | 1.0 | All Day | 24 | 744 | 672 | 744 | 720 | 744 | 720 | 744 | 744 | 720 | 744 | 720 | 744 | 985.2497 | 889.903 | 985.2497 | 953.4675 | 985.2497 | 953.4675 | 985.2497 | 985.2497 | 953.4675 | 985.2497 | 953.4675 | 985.2497 | 8760 | 11600.5207
3019 | Ventilation | Exhaust fan | EF-39 | Uniform |  | 2 | [5 empty] | 2 | 0.75 | 0.845 | 0.702 | 1.3243 |  | 1.0 | All Day | 24 | 744 | 672 | 744 | 720 | 744 | 720 | 744 | 744 | 720 | 744 | 720 | 744 | 985.2497 | 889.903 | 985.2497 | 953.4675 | 985.2497 | 953.4675 | 985.2497 | 985.2497 | 953.4675 | 985.2497 | 953.4675 | 985.2497 | 8760 | 11600.5207
3020 | Pump | Pump | BP-3 | Heating 1 |  | 2 | [5 empty] | 2 | 0.75 | 0.845 | 0.702 | 1.3243 |  | 1.0 | All Day | 24 | 744 | 672 | 446.4 | 360 | 297.6 | 144 | 18.6 | 18.6 | 72 | 520.8 | 720 | 744 | 985.2497 | 889.903 | 591.1498 | 476.7337 | 394.0999 | 190.6935 | 24.6312 | 24.6312 | 95.3467 | 689.6748 | 953.4675 | 985.2497 | 4758 | 6300.8308
3021 | Electric heating |  |  | Heating 1 | [10 empty] | 2 |  | 0.1 | All Day | 24.0 | 74.4 | 60.48 | 52.08 | 25.2 | 11.16 | 0 | 0 | 3.72 | 14.4 | 22.32 | 61.2 | 74.4 | 148.8 | 120.96 | 104.16 | 50.4 | 22.32 | 0 | 0 | 7.44 | 28.8 | 44.64 | 122.4 | 148.8 | 399.36 | 798.72 | 12.9506
3022 | Ventilation | FHE | 41-01-002 |  | 1.0 | 0.746 |  |  |  |  | 1 | 0.75 | 0.75 | 0.65475 | 0.746 | [28 empty] | 0 | 0 | 0
3023 | Ventilation | FHE | 41-01-003 |  | 1.0 | 0.746 |  |  |  |  | 1 | 0.75 | 0.75 | 0.65475 | 0.746 | [28 empty] | 0 | 0 | 0
3024 | Ventilation | FHE | 41-01-005 |  | 1.0 | 0.746 |  |  |  |  | 1 | 0.75 | 0.75 | 0.65475 | 0.746 | [28 empty] | 0 | 0 | 0
3025 | Ventilation | FHE | 41-01-006 |  | 1.0 | 0.746 |  |  |  |  | 1 | 0.75 | 0.75 | 0.65475 | 0.746 | [28 empty] | 0 | 0 | 0
3026 | Ventilation | FHE | 41-01-010 |  | 1.0 | 0.746 |  |  |  |  | 1 | 0.75 | 0.75 | 0.65475 | 0.746 | [28 empty] | 0 | 0 | 0
3027 | Ventilation | FHE | 41-01-015 |  | 1.0 | 0.746 |  |  |  |  | 1 | 0.75 | 0.75 | 0.65475 | 0.746 | [28 empty] | 0 | 0 | 0
3028 | Ventilation | FHE | 41-01-018 |  | 1.0 | 0.746 |  |  |  |  | 1 | 0.75 | 0.75 | 0.65475 | 0.746 | [28 empty] | 0 | 0 | 0
3029 | Ventilation | FHE | 41-01-020 |  | 1.0 | 0.746 |  |  |  |  | 1 | 0.75 | 0.75 | 0.65475 | 0.746 | [28 empty] | 0 | 0 | 0
3030 | Ventilation | FHE | 41-01-025 |  | 1.0 | 0.746 |  |  |  |  | 1 | 0.75 | 0.75 | 0.65475 | 0.746 | [28 empty] | 0 | 0 | 0
3031 | Ventilation | FHE | 41-01-026 |  | 1.0 | 0.746 |  |  |  |  | 1 | 0.75 | 0.75 | 0.65475 | 0.746 | [28 empty] | 0 | 0 | 0
3032 | Ventilation | FHE | 41-01-028 |  | 1.0 | 0.746 |  |  |  |  | 1 | 0.75 | 0.75 | 0.65475 | 0.746 | [28 empty] | 0 | 0 | 0
3033 | Ventilation | FHE | 41-01-029 |  | 1.0 | 0.746 |  |  |  |  | 1 | 0.75 | 0.75 | 0.65475 | 0.746 | [28 empty] | 0 | 0 | 0
3034 | Ventilation | FHE | 41-01-031 |  | 1.0 | 0.746 |  |  |  |  | 1 | 0.75 | 0.75 | 0.65475 | 0.746 | [28 empty] | 0 | 0 | 0
3035 | Ventilation | FHE | 41-01-032 |  | 1.0 | 0.746 |  |  |  |  | 1 | 0.75 | 0.75 | 0.65475 | 0.746 | [28 empty] | 0 | 0 | 0
3036 | Ventilation | FHE | 41-01-034 |  | 1.0 | 0.746 |  |  |  |  | 1 | 0.75 | 0.75 | 0.65475 | 0.746 | [28 empty] | 0 | 0 | 0
3037 | Ventilation | FHE | 41-01-035 |  | 1.0 | 0.746 |  |  |  |  | 1 | 0.75 | 0.75 | 0.65475 | 0.746 | [28 empty] | 0 | 0 | 0
3038 | Ventilation | FHE | 41-01-036 |  | 1.0 | 0.746 |  |  |  |  | 1 | 0.75 | 0.75 | 0.65475 | 0.746 | [28 empty] | 0 | 0 | 0
3039 | Ventilation | FHE | 41-01-037 |  | 1.0 | 0.746 |  |  |  |  | 1 | 0.75 | 0.75 | 0.65475 | 0.746 | [28 empty] | 0 | 0 | 0
3040 | Ventilation | FHE | 41-01-038 |  | 1.0 | 0.746 |  |  |  |  | 1 | 0.75 | 0.75 | 0.65475 | 0.746 | [28 empty] | 0 | 0 | 0
3041 | Ventilation | FHE | 41-01-039 |  | 1.0 | 0.746 |  |  |  |  | 1 | 0.75 | 0.75 | 0.65475 | 0.746 | [28 empty] | 0 | 0 | 0
3042 | Ventilation | FHE | 41-01-040 |  | 1.0 | 0.746 |  |  |  |  | 1 | 0.75 | 0.75 | 0.65475 | 0.746 | [28 empty] | 0 | 0 | 0
3043 | Ventilation | FHE | 41-01-041 |  | 1.0 | 0.746 |  |  |  |  | 1 | 0.75 | 0.75 | 0.65475 | 0.746 | [28 empty] | 0 | 0 | 0
3044 | Ventilation | FHE | 41-01-042 |  | 1.0 | 0.746 |  |  |  |  | 1 | 0.75 | 0.75 | 0.65475 | 0.746 | [28 empty] | 0 | 0 | 0
3045 | Ventilation | FHE | 41-01-043 |  | 1.0 | 0.746 |  |  |  |  | 1 | 0.75 | 0.75 | 0.65475 | 0.746 | [28 empty] | 0 | 0 | 0
3046 | Ventilation | FHE | 41-01-044 |  | 1.0 | 0.746 |  |  |  |  | 1 | 0.75 | 0.75 | 0.65475 | 0.746 | [28 empty] | 0 | 0 | 0
3047 | Ventilation | FHE | 41-01-045 |  | 1.0 | 0.746 |  |  |  |  | 1 | 0.75 | 0.75 | 0.65475 | 0.746 | [28 empty] | 0 | 0 | 0
3048 | Ventilation | FHE | 41-01-046 |  | 1.0 | 0.746 |  |  |  |  | 1 | 0.75 | 0.75 | 0.65475 | 0.746 | [28 empty] | 0 | 0 | 0
3049 | Ventilation | FHE | 41-01-047 |  | 1.0 | 0.746 |  |  |  |  | 1 | 0.75 | 0.75 | 0.65475 | 0.746 | [28 empty] | 0 | 0 | 0
3050 | Ventilation | FHE | 41-01-048 |  | 1.0 | 0.746 |  |  |  |  | 1 | 0.75 | 0.75 | 0.65475 | 0.746 | [28 empty] | 0 | 0 | 0
3051 | Ventilation | FHE | 41-01-049 |  | 1.0 | 0.746 |  |  |  |  | 1 | 0.75 | 0.75 | 0.65475 | 0.746 | [28 empty] | 0 | 0 | 0
3052 | Ventilation | FHE | 41-01-050 |  | 1.0 | 0.746 |  |  |  |  | 1 | 0.75 | 0.75 | 0.65475 | 0.746 | [28 empty] | 0 | 0 | 0
3053 | Ventilation | FHE | 41-01-052 |  | 1.0 | 0.746 |  |  |  |  | 1 | 0.75 | 0.75 | 0.65475 | 0.746 | [28 empty] | 0 | 0 | 0
3054 | Ventilation | FHE | 41-01-056 |  | 1.0 | 0.746 |  |  |  |  | 1 | 0.75 | 0.75 | 0.65475 | 0.746 | [28 empty] | 0 | 0 | 0
3055 | Ventilation | FHE | 41-01-058 |  | 1.0 | 0.746 |  |  |  |  | 1 | 0.75 | 0.75 | 0.65475 | 0.746 | [28 empty] | 0 | 0 | 0
3056 | Ventilation | FHE | 41-01-061 |  | 1.0 | 0.746 |  |  |  |  | 1 | 0.75 | 0.75 | 0.65475 | 0.746 | [28 empty] | 0 | 0 | 0
3057 | Ventilation | FHE | 41-01-064 |  | 1.0 | 0.746 |  |  |  |  | 1 | 0.75 | 0.75 | 0.65475 | 0.746 | [28 empty] | 0 | 0 | 0
3058 | Ventilation | FHE | 41-01-065 |  | 1.0 | 0.746 |  |  |  |  | 1 | 0.75 | 0.75 | 0.65475 | 0.746 | [28 empty] | 0 | 0 | 0
3059 | Ventilation | FHE | 41-01-066 |  | 1.0 | 0.746 |  |  |  |  | 1 | 0.75 | 0.75 | 0.65475 | 0.746 | [28 empty] | 0 | 0 | 0
3060 | Ventilation | FHE | 41-01-067 |  | 1.0 | 0.746 |  |  |  |  | 1 | 0.75 | 0.75 | 0.65475 | 0.746 | [28 empty] | 0 | 0 | 0
3061 | Ventilation | FHE | 41-01-068 |  | 1.0 | 0.746 |  |  |  |  | 1 | 0.75 | 0.75 | 0.65475 | 0.746 | [28 empty] | 0 | 0 | 0
3062 | Ventilation | FHE | 41-01-069 |  | 1.0 | 0.746 |  |  |  |  | 1 | 0.75 | 0.75 | 0.65475 | 0.746 | [28 empty] | 0 | 0 | 0
3063 | Ventilation | FHE | 41-01-070 |  | 1.0 | 0.746 |  |  |  |  | 1 | 0.75 | 0.75 | 0.65475 | 0.746 | [28 empty] | 0 | 0 | 0
3064 | Ventilation | FHE | 41-01-072 |  | 1.0 | 0.746 |  |  |  |  | 1 | 0.75 | 0.75 | 0.65475 | 0.746 | [28 empty] | 0 | 0 | 0
3065 | Ventilation | FHE | 41-01-074 |  | 1.0 | 0.746 |  |  |  |  | 1 | 0.75 | 0.75 | 0.65475 | 0.746 | [28 empty] | 0 | 0 | 0
3066 | Ventilation | FHE | 41-01-082 |  | 1.0 | 0.746 |  |  |  |  | 1 | 0.75 | 0.75 | 0.65475 | 0.746 | [28 empty] | 0 | 0 | 0
3067 | Ventilation | FHE | 41-01-083 |  | 1.0 | 0.746 |  |  |  |  | 1 | 0.75 | 0.75 | 0.65475 | 0.746 | [28 empty] | 0 | 0 | 0
3068 | Ventilation | FHE | 41-01-084 |  | 1.0 | 0.746 |  |  |  |  | 1 | 0.75 | 0.75 | 0.65475 | 0.746 | [28 empty] | 0 | 0 | 0
3069 | Ventilation | FHE | 41-01-085 |  | 1.0 | 0.746 |  |  |  |  | 1 | 0.75 | 0.75 | 0.65475 | 0.746 | [28 empty] | 0 | 0 | 0
3070 | Ventilation | FHE | 41-01-086 |  | 1.0 | 0.746 |  |  |  |  | 1 | 0.75 | 0.75 | 0.65475 | 0.746 | [28 empty] | 0 | 0 | 0
3071 | Ventilation | FHE | 41-01-087 |  | 1.0 | 0.746 |  |  |  |  | 1 | 0.75 | 0.75 | 0.65475 | 0.746 | [28 empty] | 0 | 0 | 0
3072 | Ventilation | FHE | 41-01-088 |  | 1.0 | 0.746 |  |  |  |  | 1 | 0.75 | 0.75 | 0.65475 | 0.746 | [28 empty] | 0 | 0 | 0
3073 | Ventilation | FHE | 41-01-089 |  | 1.0 | 0.746 |  |  |  |  | 1 | 0.75 | 0.75 | 0.65475 | 0.746 | [28 empty] | 0 | 0 | 0
3074 | Ventilation | FHE | 41-01-090 |  | 1.0 | 0.746 |  |  |  |  | 1 | 0.75 | 0.75 | 0.65475 | 0.746 | [28 empty] | 0 | 0 | 0
3075 | Ventilation | FHE | 41-01-091 |  | 1.0 | 0.746 |  |  |  |  | 1 | 0.75 | 0.75 | 0.65475 | 0.746 | [28 empty] | 0 | 0 | 0
3076 | Ventilation | FHE | 41-01-092 |  | 1.0 | 0.746 |  |  |  |  | 1 | 0.75 | 0.75 | 0.65475 | 0.746 | [28 empty] | 0 | 0 | 0
3077 | Ventilation | FHE | 41-01-094 |  | 1.0 | 0.746 |  |  |  |  | 1 | 0.75 | 0.75 | 0.65475 | 0.746 | [28 empty] | 0 | 0 | 0
3078 | Ventilation | FHE | 41-01-099 |  | 1.0 | 0.746 |  |  |  |  | 1 | 0.75 | 0.75 | 0.65475 | 0.746 | [28 empty] | 0 | 0 | 0
3079 | Ventilation | FHE | 41-01-101 |  | 1.0 | 0.746 |  |  |  |  | 1 | 0.75 | 0.75 | 0.65475 | 0.746 | [28 empty] | 0 | 0 | 0
3080 | Ventilation | FHE | 41-01-103 |  | 1.0 | 0.746 |  |  |  |  | 1 | 0.75 | 0.75 | 0.65475 | 0.746 | [28 empty] | 0 | 0 | 0
3081 | Ventilation | FHE | 41-01-104 |  | 1.0 | 0.746 |  |  |  |  | 1 | 0.75 | 0.75 | 0.65475 | 0.746 | [28 empty] | 0 | 0 | 0
3082 | Ventilation | FHE | 41-01-105 |  | 1.0 | 0.746 |  |  |  |  | 1 | 0.75 | 0.75 | 0.65475 | 0.746 | [28 empty] | 0 | 0 | 0
3083 | Ventilation | EF | 41-01-107 |  | 1.0 | 0.746 |  |  |  |  | 1 | 0.75 | 0.75 | 0.65475 | 0.746 | [28 empty] | 0 | 0 | 0
3084 | Ventilation | EF | 41-01-141 |  | 1.0 | 0.746 |  |  |  |  | 1 | 0.75 | 0.75 | 0.65475 | 0.746 | [28 empty] | 0 | 0 | 0
3085 | Ventilation | EF | 41-01-142 |  | 1.0 | 0.746 |  |  |  |  | 1 | 0.75 | 0.75 | 0.65475 | 0.746 | [28 empty] | 0 | 0 | 0
3086 | Ventilation | EF | 41-01-143 |  | 1.0 | 0.746 |  |  |  |  | 1 | 0.75 | 0.75 | 0.65475 | 0.746 | [28 empty] | 0 | 0 | 0
3087 | Ventilation | EF | 41-01-093 |  | 1.0 | 0.746 |  |  |  |  | 1 | 0.75 | 0.75 | 0.65475 | 0.746 | [28 empty] | 0 | 0 | 0
3088 | Ventilation | EF | 41-01-100 |  | 1.0 | 0.746 |  |  |  |  | 1 | 0.75 | 0.75 | 0.65475 | 0.746 | [28 empty] | 0 | 0 | 0
3089 | Ventilation | Supply Fan | MUA-2 | Uniform | 1 | [5 empty] | 1 | 0.75 | 0.75 | 0.65475 | 0.746 |  | 1 | All Day | 24.0 | 744 | 672 | 744 | 720 | 744 | 720 | 744 | 744 | 720 | 744 | 720 | 744 | 555.024 | 501.312 | 555.024 | 537.12 | 555.024 | 537.12 | 555.024 | 555.024 | 537.12 | 555.024 | 537.12 | 555.024 | 8760 | 6534.96 | 1.1757
3090 | Ventilation | Supply Fan | MUA-3 | Uniform | 1 | [5 empty] | 1 | 0.75 | 0.75 | 0.65475 | 0.746 |  | 1 | All Day | 24.0 | 744 | 672 | 744 | 720 | 744 | 720 | 744 | 744 | 720 | 744 | 720 | 744 | 555.024 | 501.312 | 555.024 | 537.12 | 555.024 | 537.12 | 555.024 | 555.024 | 537.12 | 555.024 | 537.12 | 555.024 | 8760 | 6534.96 | 1.1757
3091 | Ventilation | Supply Fan | MUA-4 | Uniform | 1 | [5 empty] | 1 | 0.75 | 0.75 | 0.65475 | 0.746 |  | 1 | All Day | 24.0 | 744 | 672 | 744 | 720 | 744 | 720 | 744 | 744 | 720 | 744 | 720 | 744 | 555.024 | 501.312 | 555.024 | 537.12 | 555.024 | 537.12 | 555.024 | 555.024 | 537.12 | 555.024 | 537.12 | 555.024 | 8760 | 6534.96 | 1.1757
3092 | Ventilation | FCU Fan | FC-9 | FCU | 1 | [5 empty] | 1 | 0.75 | 0.75 | 0.65475 | 0.746 |  | 0.75 | Amenity FC | 18.0 | 418.5 | 340.2 | 167.4 | 40.5 | 167.4 | 202.5 | 418.5 | 418.5 | 283.5 | 251.1 | 364.5 | 418.5 | 312.201 | 253.7892 | 124.8804 | 30.213 | 124.8804 | 151.065 | 312.201 | 312.201 | 211.491 | 187.3206 | 271.917 | 312.201 | 3491.1 | 2604.3606 | 0.46855
3093 | Ventilation | FCU Fan | FC-11.1 | FCU | 1 | [5 empty] | 1 | 0.75 | 0.75 | 0.65475 | 0.746 |  | 0.75 | Amenity FC | 18.0 | 418.5 | 340.2 | 167.4 | 40.5 | 167.4 | 202.5 | 418.5 | 418.5 | 283.5 | 251.1 | 364.5 | 418.5 | 312.201 | 253.7892 | 124.8804 | 30.213 | 124.8804 | 151.065 | 312.201 | 312.201 | 211.491 | 187.3206 | 271.917 | 312.201 | 3491.1 | 2604.3606 | 0.46855
3094 | Ventilation | FCU Fan | FC-11.2 | FCU | 1 | [5 empty] | 1 | 0.75 | 0.75 | 0.65475 | 0.746 |  | 0.75 | Amenity FC | 18.0 | 418.5 | 340.2 | 167.4 | 40.5 | 167.4 | 202.5 | 418.5 | 418.5 | 283.5 | 251.1 | 364.5 | 418.5 | 312.201 | 253.7892 | 124.8804 | 30.213 | 124.8804 | 151.065 | 312.201 | 312.201 | 211.491 | 187.3206 | 271.917 | 312.201 | 3491.1 | 2604.3606 | 0.46855
3095 | Ventilation | FCU Fan | FC-12.1 | FCU | 1 | [5 empty] | 1 | 0.75 | 0.75 | 0.65475 | 0.746 |  | 0.75 | Amenity FC | 18.0 | 418.5 | 340.2 | 167.4 | 40.5 | 167.4 | 202.5 | 418.5 | 418.5 | 283.5 | 251.1 | 364.5 | 418.5 | 312.201 | 253.7892 | 124.8804 | 30.213 | 124.8804 | 151.065 | 312.201 | 312.201 | 211.491 | 187.3206 | 271.917 | 312.201 | 3491.1 | 2604.3606 | 0.46855
3096 | Ventilation | FCU Fan | FC-12.2 | FCU | 1 | [5 empty] | 1 | 0.75 | 0.75 | 0.65475 | 0.746 |  | 0.75 | Amenity FC | 18.0 | 418.5 | 340.2 | 167.4 | 40.5 | 167.4 | 202.5 | 418.5 | 418.5 | 283.5 | 251.1 | 364.5 | 418.5 | 312.201 | 253.7892 | 124.8804 | 30.213 | 124.8804 | 151.065 | 312.201 | 312.201 | 211.491 | 187.3206 | 271.917 | 312.201 | 3491.1 | 2604.3606 | 0.46855
3097 | Ventilation | FCU Fan | FC-14 | FCU | 1 | [5 empty] | 1 | 0.75 | 0.75 | 0.65475 | 0.746 |  | 0.75 | Amenity FC | 18.0 | 418.5 | 340.2 | 167.4 | 40.5 | 167.4 | 202.5 | 418.5 | 418.5 | 283.5 | 251.1 | 364.5 | 418.5 | 312.201 | 253.7892 | 124.8804 | 30.213 | 124.8804 | 151.065 | 312.201 | 312.201 | 211.491 | 187.3206 | 271.917 | 312.201 | 3491.1 | 2604.3606 | 0.46855
3098 | Ventilation | FCU Fan | FC-15 | FCU | 1 | [5 empty] | 1 | 0.75 | 0.75 | 0.65475 | 0.746 |  | 0.75 | Amenity FC | 18.0 | 418.5 | 340.2 | 167.4 | 40.5 | 167.4 | 202.5 | 418.5 | 418.5 | 283.5 | 251.1 | 364.5 | 418.5 | 312.201 | 253.7892 | 124.8804 | 30.213 | 124.8804 | 151.065 | 312.201 | 312.201 | 211.491 | 187.3206 | 271.917 | 312.201 | 3491.1 | 2604.3606 | 0.46855
3099 | AC system | Condenser Fan #1 | MUA-1 | Cooling 1 | 1 | [5 empty] | 1 | 0.75 | 0.75 | 0.65475 | 0.746 |  | 0.3 | All Day | 24.0 | 0 | 0 | 0 | 0 | 55.8 | 151.2 | 178.56 | 223.2 | 205.2 | 133.92 | 0 | 0 | 0 | 0 | 0 | 0 | 41.6268 | 112.7952 | 133.2058 | 166.5072 | 153.0792 | 99.9043 | 0 | 0 | 947.88 | 707.1185 | 0.12722
3100 | AC system | Condenser Fan #2 | MUA-1 | Cooling 1 | 1 | [5 empty] | 1 | 0.75 | 0.75 | 0.65475 | 0.746 |  | 0.3 | All Day | 24.0 | 0 | 0 | 0 | 0 | 55.8 | 151.2 | 178.56 | 223.2 | 205.2 | 133.92 | 0 | 0 | 0 | 0 | 0 | 0 | 41.6268 | 112.7952 | 133.2058 | 166.5072 | 153.0792 | 99.9043 | 0 | 0 | 947.88 | 707.1185 | 0.12722
3101 | AC system | Condenser Fan | MUA-2 | Cooling 1 | 1 | [5 empty] | 1 | 0.75 | 0.75 | 0.65475 | 0.746 |  | 0.3 | All Day | 24.0 | 0 | 0 | 0 | 0 | 55.8 | 151.2 | 178.56 | 223.2 | 205.2 | 133.92 | 0 | 0 | 0 | 0 | 0 | 0 | 41.6268 | 112.7952 | 133.2058 | 166.5072 | 153.0792 | 99.9043 | 0 | 0 | 947.88 | 707.1185 | 0.12722
3102 | AC system | Condenser Fan | MUA-3 | Cooling 1 | 1 | [5 empty] | 1 | 0.75 | 0.75 | 0.65475 | 0.746 |  | 0.3 | All Day | 24.0 | 0 | 0 | 0 | 0 | 55.8 | 151.2 | 178.56 | 223.2 | 205.2 | 133.92 | 0 | 0 | 0 | 0 | 0 | 0 | 41.6268 | 112.7952 | 133.2058 | 166.5072 | 153.0792 | 99.9043 | 0 | 0 | 947.88 | 707.1185 | 0.12722
3103 | AC system | Condenser Fan | MUA-4 | Cooling 1 | 1 | [5 empty] | 1 | 0.75 | 0.75 | 0.65475 | 0.746 |  | 0.3 | All Day | 24.0 | 0 | 0 | 0 | 0 | 55.8 | 151.2 | 178.56 | 223.2 | 205.2 | 133.92 | 0 | 0 | 0 | 0 | 0 | 0 | 41.6268 | 112.7952 | 133.2058 | 166.5072 | 153.0792 | 99.9043 | 0 | 0 | 947.88 | 707.1185 | 0.12722
3104 | Directors residence | [9 empty] | 0.0 |  |  | 0.7 | 0 | [16 empty] | 0 | 0 | 0 | 0 | 0 | 0 | 0 | 0 | 0 | 0 | 0 | 0 | 0 | 0 | 0
3105 | Seaside Dormitory | [9 empty] | 0.0 |  |  | 0.7 | 0 | [16 empty] | 0 | 0 | 0 | 0 | 0 | 0 | 0 | 0 | 0 | 0 | 0 | 0 | 0 | 0 | 0
3106 | Cafeteria | [9 empty] | 0.0 |  |  | 0.7 | 0 | [16 empty] | 0 | 0 | 0 | 0 | 0 | 0 | 0 | 0 | 0 | 0 | 0 | 0 | 0 | 0 | 0
3107 | Boat Shed | [9 empty] | 0.0 |  |  | 0.7 | 0 | [16 empty] | 0 | 0 | 0 | 0 | 0 | 0 | 0 | 0 | 0 | 0 | 0 | 0 | 0 | 0 | 0
3108 | Dive Shed | [9 empty] | 0.0 |  |  | 0.7 | 0 | [16 empty] | 0 | 0 | 0 | 0 | 0 | 0 | 0 | 0 | 0 | 0 | 0 | 0 | 0 | 0 | 0
3109 | Maintenance Shop | [9 empty] | 0.0 |  |  | 0.7 | 0 | [16 empty] | 0 | 0 | 0 | 0 | 0 | 0 | 0 | 0 | 0 | 0 | 0 | 0 | 0 | 0 | 0
3110 | Paint Storage Shed | [9 empty] | 0.0 |  |  | 0.7 | 0 | [16 empty] | 0 | 0 | 0 | 0 | 0 | 0 | 0 | 0 | 0 | 0 | 0 | 0 | 0 | 0 | 0
3111 | Storage Building | [9 empty] | 0.0 |  |  | 0.7 | 0 | [16 empty] | 0 | 0 | 0 | 0 | 0 | 0 | 0 | 0 | 0 | 0 | 0 | 0 | 0 | 0 | 0
3112 | Pier Lab | [9 empty] | 0.0 |  |  | 0.7 | 0 | [16 empty] | 0 | 0 | 0 | 0 | 0 | 0 | 0 | 0 | 0 | 0 | 0 | 0 | 0 | 0 | 0
3113 | Nova Harvest | [9 empty] | 0.0 |  |  | 0.7 | 0 | [16 empty] | 0 | 0 | 0 | 0 | 0 | 0 | 0 | 0 | 0 | 0 | 0 | 0 | 0 | 0 | 0
3114 | Pump Station | [9 empty] | 0.0 |  |  | 0.7 | 0 | [16 empty] | 0 | 0 | 0 | 0 | 0 | 0 | 0 | 0 | 0 | 0 | 0 | 0 | 0 | 0 | 0
3115 | Pump | [9 empty] | 0.0 |  |  | 0.7 | 0 | [16 empty] | 0 | 0 | 0 | 0 | 0 | 0 | 0 | 0 | 0 | 0 | 0 | 0 | 0 | 0 | 0
3116 | Pump | [9 empty] | 0.0 |  |  | 0.7 | 0 | [16 empty] | 0 | 0 | 0 | 0 | 0 | 0 | 0 | 0 | 0 | 0 | 0 | 0 | 0 | 0 | 0
3117 | Pump | [9 empty] | 0.0 |  |  | 0.7 | 0 | [16 empty] | 0 | 0 | 0 | 0 | 0 | 0 | 0 | 0 | 0 | 0 | 0 | 0 | 0 | 0 | 0
3118 | Pump | [9 empty] | 0.0 |  |  | 0.7 | 0 | [16 empty] | 0 | 0 | 0 | 0 | 0 | 0 | 0 | 0 | 0 | 0 | 0 | 0 | 0 | 0 | 0
3119 | Pump | [9 empty] | 0.0 |  |  | 0.7 | 0 | [16 empty] | 0 | 0 | 0 | 0 | 0 | 0 | 0 | 0 | 0 | 0 | 0 | 0 | 0 | 0 | 0
3120 | Pump | [9 empty] | 0.0 |  |  | 0.7 | 0 | [16 empty] | 0 | 0 | 0 | 0 | 0 | 0 | 0 | 0 | 0 | 0 | 0 | 0 | 0 | 0 | 0
3121 | Pump | [9 empty] | 0.0 |  |  | 0.7 | 0 | [16 empty] | 0 | 0 | 0 | 0 | 0 | 0 | 0 | 0 | 0 | 0 | 0 | 0 | 0 | 0 | 0
3122 | Pump | [9 empty] | 0.0 |  |  | 0.7 | 0 | [16 empty] | 0 | 0 | 0 | 0 | 0 | 0 | 0 | 0 | 0 | 0 | 0 | 0 | 0 | 0 | 0
3123 | Pump | [9 empty] | 0.0 |  |  | 0.7 | 0 | [16 empty] | 0 | 0 | 0 | 0 | 0 | 0 | 0 | 0 | 0 | 0 | 0 | 0 | 0 | 0 | 0
3124 | Pump | [9 empty] | 0.0 |  |  | 0.7 | 0 | [16 empty] | 0 | 0 | 0 | 0 | 0 | 0 | 0 | 0 | 0 | 0 | 0 | 0 | 0 | 0 | 0
3125 | Pump | [9 empty] | 0.0 |  |  | 0.7 | 0 | [16 empty] | 0 | 0 | 0 | 0 | 0 | 0 | 0 | 0 | 0 | 0 | 0 | 0 | 0 | 0 | 0
3126 | LDES | Distric Loop Circ Pumps (heating) | [8 empty] | 0.0 |  |  | 0.7 | 0 | [16 empty] | 930.4976 | 1212.6316 | 1444.4461 | 774.0935 | 396.3524 | 205.8275 | 40.8071 | 11.7182 | 542.2101 | 1586.9261 | 918.7104 | 36.2576 | 0 | 8100.4784 | 0
3127 | Heat Pump (Heating) | Local HPs (heating) | [8 empty] | 0.0 |  |  | 0.7 | 0 | [16 empty] | 2472.4731 | 3222.1458 | 3838.112 | 2056.8837 | 1053.1684 | 546.9149 | 108.4306 | 31.1372 | 1440.7344 | 4216.7031 | 2441.1528 | 96.342 | 0 | 21524.1979 | 0
3128 | Domestic hot water | DHW HPs |  | Uniform | [6 empty] | 0.0 |  |  | 0.7 | 0 | [16 empty] | 8888.8889 | 8888.8889 | 8888.8889 | 8888.8889 | 8888.8889 | 8888.8889 | 8888.8889 | 8888.8889 | 8888.8889 | 8888.8889 | 8888.8889 | 8888.8889 | 0 | 106666.6667 | 0
3129 | Ventilation | [9 empty] | 0.0 |  |  | 0.7 | 0 | [16 empty] | 0 | 0 | 0 | 0 | 0 | 0 | 0 | 0 | 0 | 0 | 0 | 0 | 0 | 188842.9078 | 0.26907
3130 | Pump | [9 empty] | 0.0 |  |  | 0.7 | 0 | [16 empty] | 0 | 0 | 0 | 0 | 0 | 0 | 0 | 0 | 0 | 0 | 0 | 0 | 0 | 165289.2707 | 0.23551
3131 | Domestic hot water | [9 empty] | 0.0 |  |  | 0.7 | 0 | [16 empty] | 0 | 0 | 0 | 0 | 0 | 0 | 0 | 0 | 0 | 0 | 0 | 0 | 0 | 28524.7839 | 0.040644
3132 | AC system | [9 empty] | 0.0 |  |  | 0.7 | 0 | [16 empty] | 0 | 0 | 0 | 0 | 0 | 0 | 0 | 0 | 0 | 0 | 0 | 0 | 0 | 0 | 0
3133 | Heat pump | [9 empty] | 0.0 |  |  | 0.7 | 0 | [16 empty] | 0 | 0 | 0 | 0 | 0 | 0 | 0 | 0 | 0 | 0 | 0 | 0 | 0 | 69514.0782 | 0.099047
3134 | Lighting | [9 empty] | 0.0 |  |  | 0.7 | 0 | [16 empty] | 0 | 0 | 0 | 0 | 0 | 0 | 0 | 0 | 0 | 0 | 0 | 0 | 0 | 215223.4847 | 0.30666
3135 | Plug Load | [9 empty] | 0.0 |  |  | 0.7 | 0 | [16 empty] | 0 | 0 | 0 | 0 | 0 | 0 | 0 | 0 | 0 | 0 | 0 | 0 | 0 | 34433.4747 | 0.049063
3136 | Ventilation | Exhaust Fan | EF-26 | Uniform | [6 empty] | 0.0 |  |  | 0.7 | 0 |  | 1 | All Day | 24.0 | 744 | 672 | 744 | 720 | 744 | 720 | 744 | 744 | 720 | 744 | 720 | 744 | 0 | 0 | 0 | 0 | 0 | 0 | 0 | 0 | 0 | 0 | 0 | 0 | 0 | 0 | 0
3137 | Ventilation | Exhaust Fan | EF-34 | Uniform | [6 empty] | 0.0 |  |  | 0.7 | 0 |  | 1 | All Day | 24.0 | 744 | 672 | 744 | 720 | 744 | 720 | 744 | 744 | 720 | 744 | 720 | 744 | 0 | 0 | 0 | 0 | 0 | 0 | 0 | 0 | 0 | 0 | 0 | 0 | 0 | 0 | 0
3138 | Ventilation | Exhaust Fan | EF-39 | Uniform | [6 empty] | 0.0 |  |  | 0.7 | 0 |  | 1 | All Day | 24.0 | 744 | 672 | 744 | 720 | 744 | 720 | 744 | 744 | 720 | 744 | 720 | 744 | 0 | 0 | 0 | 0 | 0 | 0 | 0 | 0 | 0 | 0 | 0 | 0 | 0 | 0 | 0
3139 | Ventilation | Exhaust Fan | EF-40 | Uniform | [6 empty] | 0.0 |  |  | 0.7 | 0 |  | 1 | All Day | 24.0 | 744 | 672 | 744 | 720 | 744 | 720 | 744 | 744 | 720 | 744 | 720 | 744 | 0 | 0 | 0 | 0 | 0 | 0 | 0 | 0 | 0 | 0 | 0 | 0 | 0 | 0 | 0
3140 | Ventilation | [9 empty] | 0.0 |  |  | 0.7 | 0 | [16 empty] | 0 | 0 | 0 | 0 | 0 | 0 | 0 | 0 | 0 | 0 | 0 | 0 | 0 | 368671.725 | 0.45
3141 | Pump | [9 empty] | 0.0 |  |  | 0.7 | 0 | [16 empty] | 0 | 0 | 0 | 0 | 0 | 0 | 0 | 0 | 0 | 0 | 0 | 0 | 0 | 40963.525 | 0.05
3142 | AC system | [9 empty] | 0.0 |  |  | 0.7 | 0 | [16 empty] | 0 | 0 | 0 | 0 | 0 | 0 | 0 | 0 | 0 | 0 | 0 | 0 | 0 | 40963.525 | 0.05
3143 | Lighting | [9 empty] | 0.0 |  |  | 0.7 | 0 | [16 empty] | 0 | 0 | 0 | 0 | 0 | 0 | 0 | 0 | 0 | 0 | 0 | 0 | 0 | 163854.1 | 0.2
3144 | Plug Load | [9 empty] | 0.0 |  |  | 0.7 | 0 | [16 empty] | 0 | 0 | 0 | 0 | 0 | 0 | 0 | 0 | 0 | 0 | 0 | 0 | 0 | 204817.625 | 0.25
3145 | Pump | Reheat Pump | P6 | Heating 1 | [5 empty] | 3.5 | 0.0 |  |  | 0.7 | 0 |  |  | Occupied | 16.75 | 0 | 0 | 0 | 0 | 0 | 0 | 0 | 0 | 0 | 0 | 0 | 0 | 0 | 0 | 0 | 0 | 0 | 0 | 0 | 0 | 0 | 0 | 0 | 0 | 0 | 0 | 0
3146 | Ventilation | EF | A9EF18AS | Uniform | [6 empty] | 0.0 |  |  | 0.7 | 0 |  | 1 | Occupied | 16.75 | 519.25 | 469 | 519.25 | 502.5 | 519.25 | 502.5 | 519.25 | 519.25 | 502.5 | 519.25 | 502.5 | 519.25 | 0 | 0 | 0 | 0 | 0 | 0 | 0 | 0 | 0 | 0 | 0 | 0 | 0 | 0 | 0
3147 | Ventilation | EF | A9EF18BS | Uniform | [6 empty] | 0.0 |  |  | 0.7 | 0 |  | 1 | Occupied | 16.75 | 519.25 | 469 | 519.25 | 502.5 | 519.25 | 502.5 | 519.25 | 519.25 | 502.5 | 519.25 | 502.5 | 519.25 | 0 | 0 | 0 | 0 | 0 | 0 | 0 | 0 | 0 | 0 | 0 | 0 | 0 | 0 | 0
3148 | Ventilation | EF | A3EF21A | Uniform | [6 empty] | 0.0 |  |  | 0.7 | 0 |  | 1 | Occupied | 16.75 | 519.25 | 469 | 519.25 | 502.5 | 519.25 | 502.5 | 519.25 | 519.25 | 502.5 | 519.25 | 502.5 | 519.25 | 0 | 0 | 0 | 0 | 0 | 0 | 0 | 0 | 0 | 0 | 0 | 0 | 0 | 0 | 0
3149 | Ventilation | EF | A3EF21B | Uniform | [6 empty] | 0.0 |  |  | 0.7 | 0 |  | 1 | Occupied | 16.75 | 519.25 | 469 | 519.25 | 502.5 | 519.25 | 502.5 | 519.25 | 519.25 | 502.5 | 519.25 | 502.5 | 519.25 | 0 | 0 | 0 | 0 | 0 | 0 | 0 | 0 | 0 | 0 | 0 | 0 | 0 | 0 | 0
3150 | Ventilation | EF | A3EF22A | Uniform | [6 empty] | 0.0 |  |  | 0.7 | 0 |  | 1 | Occupied | 16.75 | 519.25 | 469 | 519.25 | 502.5 | 519.25 | 502.5 | 519.25 | 519.25 | 502.5 | 519.25 | 502.5 | 519.25 | 0 | 0 | 0 | 0 | 0 | 0 | 0 | 0 | 0 | 0 | 0 | 0 | 0 | 0 | 0
3151 | Ventilation | EF | A3EF22B | Uniform | [6 empty] | 0.0 |  |  | 0.7 | 0 |  | 1 | Occupied | 16.75 | 519.25 | 469 | 519.25 | 502.5 | 519.25 | 502.5 | 519.25 | 519.25 | 502.5 | 519.25 | 502.5 | 519.25 | 0 | 0 | 0 | 0 | 0 | 0 | 0 | 0 | 0 | 0 | 0 | 0 | 0 | 0 | 0
3152 | Exhausrt Fans | [9 empty] | 0.0 |  |  | 0.7 | 0 |  |  |  |  | 0 | 0 | 0 | 0 | 0 | 0 | 0 | 0 | 0 | 0 | 0 | 0 | 0 | 0 | 0 | 0 | 0 | 0 | 0 | 0 | 0 | 0 | 0 | 0 | 0 | 0 | 0
3153 | Fume hoods | Fume Hood | FH268 | Uniform | [5 empty] | 4.1 | 0.0 |  |  | 0.7 | 0 |  | 1 |  | 24.0 | 744 | 672 | 744 | 720 | 744 | 720 | 744 | 744 | 720 | 744 | 720 | 744 | 0 | 0 | 0 | 0 | 0 | 0 | 0 | 0 | 0 | 0 | 0 | 0 | 0 | 0 | 0
3154 | ACUs | [9 empty] | 0.0 |  |  | 0.7 | 0 |  |  |  |  | 0 | 0 | 0 | 0 | 0 | 0 | 0 | 0 | 0 | 0 | 0 | 0 | 0 | 0 | 0 | 0 | 0 | 0 | 0 | 0 | 0 | 0 | 0 | 0 | 0 | 0 | 0
3155 | Pumps | [9 empty] | 0.0 |  |  | 0.7 | 0 |  |  |  |  | 0 | 0 | 0 | 0 | 0 | 0 | 0 | 0 | 0 | 0 | 0 | 0 | 0 | 0 | 0 | 0 | 0 | 0 | 0 | 0 | 0 | 0 | 0 | 0 | 0 | 0 | 0
3156 | Unit Heat | [9 empty] | 0.0 |  |  | 0.7 | 0 |  |  |  |  | 0 | 0 | 0 | 0 | 0 | 0 | 0 | 0 | 0 | 0 | 0 | 0 | 0 | 0 | 0 | 0 | 0 | 0 | 0 | 0 | 0 | 0 | 0 | 0 | 0 | 0 | 0
3157 | Electric Boiler | [9 empty] | 0.0 |  |  | 0.7 | 0 |  |  |  |  | 0 | 0 | 0 | 0 | 0 | 0 | 0 | 0 | 0 | 0 | 0 | 0 | 0 | 0 | 0 | 0 | 0 | 0 | 0 | 0 | 0 | 0 | 0 | 0 | 0 | 0 | 0
3158 | Electric Heat | [9 empty] | 0.0 |  |  | 0.7 | 0 |  |  |  |  | 0 | 0 | 0 | 0 | 0 | 0 | 0 | 0 | 0 | 0 | 0 | 0 | 0 | 0 | 0 | 0 | 0 | 0 | 0 | 0 | 0 | 0 | 0 | 0 | 0 | 0 | 0
3159 | Miscellaneous Electricity | [9 empty] | 0.0 |  |  | 0.7 | 0 |  |  |  |  | 0 | 0 | 0 | 0 | 0 | 0 | 0 | 0 | 0 | 0 | 0 | 0 | 0 | 0 | 0 | 0 | 0 | 0 | 0 | 0 | 0 | 0 | 0 | 0 | 0 | 0 | 0
3160 | Ventilation | EF-5 |  | Uniform |  |  | 3 |  | 600.0 | 0 | 0.0 |  |  | 0.7 | 0 |  | 1 | AHU-1 | 16.0 | 496 | 448 | 496 | 480 | 496 | 480 | 496 | 496 | 480 | 496 | 480 | 496 | 0 | 0 | 0 | 0 | 0 | 0 | 0 | 0 | 0 | 0 | 0 | 0 | 0 | 0 | 0
3161 | Pump | P5 Sump Pump | from natalies notes | [7 empty] | 0.0 |  |  | 0.7 | 0 | [16 empty] | 0 | 0 | 0 | 0 | 0 | 0 | 0 | 0 | 0 | 0 | 0 | 0 | 0 | 0 | 0
3162 | Pump | P6 Sump Pump | from natalies notes | [7 empty] | 0.0 |  |  | 0.7 | 0 | [16 empty] | 0 | 0 | 0 | 0 | 0 | 0 | 0 | 0 | 0 | 0 | 0 | 0 | 0 | 0 | 0
3163 | Pump | P7 Sump Pump | from natalies notes | [7 empty] | 0.0 |  |  | 0.7 | 0 | [16 empty] | 0 | 0 | 0 | 0 | 0 | 0 | 0 | 0 | 0 | 0 | 0 | 0 | 0 | 0 | 0
3164 | Pump | P8 Sump Pump | from natalies notes | [7 empty] | 0.0 |  |  | 0.7 | 0 | [16 empty] | 0 | 0 | 0 | 0 | 0 | 0 | 0 | 0 | 0 | 0 | 0 | 0 | 0 | 0 | 0
3165 | AC system | AH6 - Level 200/300 North Core | MAX AH6 CD DX | Cooling 1 |  |  | 3 |  | 600.0 |  | 0.0 |  |  | 0.7 | 0 |  | 0 | AHU-2/3/4/6 | 20.0 | 0 | 0 | 0 | 0 | 0 | 0 | 0 | 0 | 0 | 0 | 0 | 0 | 0 | 0 | 0 | 0 | 0 | 0 | 0 | 0 | 0 | 0 | 0 | 0 | 0 | 0 | 0
3166 | Domestic hot water | [9 empty] | 0.0 |  |  | 0.7 | 0 | [16 empty] | 0 | 0 | 0 | 0 | 0 | 0 | 0 | 0 | 0 | 0 | 0 | 0 | 0 | 9989.2 | 0.05
3167 | Ventilation | [9 empty] | 0.0 |  |  | 0.7 | 0 | [16 empty] | 0 | 0 | 0 | 0 | 0 | 0 | 0 | 0 | 0 | 0 | 0 | 0 | 0 | 9989.2 | 0.05
3168 | Pump | [9 empty] | 0.0 |  |  | 0.7 | 0 | [16 empty] | 0 | 0 | 0 | 0 | 0 | 0 | 0 | 0 | 0 | 0 | 0 | 0 | 0 | 19978.4 | 0.1
3169 | AC system | [9 empty] | 0.0 |  |  | 0.7 | 0 | [16 empty] | 0 | 0 | 0 | 0 | 0 | 0 | 0 | 0 | 0 | 0 | 0 | 0 | 0 | 9989.2 | 0.05
3170 | Heat pump | [9 empty] | 0.0 |  |  | 0.7 | 0 | [16 empty] | 0 | 0 | 0 | 0 | 0 | 0 | 0 | 0 | 0 | 0 | 0 | 0 | 0 | 79913.6 | 0.4
3171 | Lighting | [9 empty] | 0.0 |  |  | 0.7 | 0 | [16 empty] | 0 | 0 | 0 | 0 | 0 | 0 | 0 | 0 | 0 | 0 | 0 | 0 | 0 | 49946 | 0.25
3172 | Plug Load | [9 empty] | 0.0 |  |  | 0.7 | 0 | [16 empty] | 0 | 0 | 0 | 0 | 0 | 0 | 0 | 0 | 0 | 0 | 0 | 0 | 0 | 19978.4 | 0.1
3173 | Pump | Chilled Water Pump |  |  |  |  | 3 |  | 230.0 |  | 0.0 |  |  | 0.7 | 0 | [16 empty] | 0 | 0 | 0 | 0 | 0 | 0 | 0 | 0 | 0 | 0 | 0 | 0 | 0 | 0 | 0
3174 | Ventilation | [9 empty] | 0.0 |  |  | 0.7 | 0 | [16 empty] | 0 | 0 | 0 | 0 | 0 | 0 | 0 | 0 | 0 | 0 | 0 | 0 | 0 | 148985.625 | 0.45
3175 | Pump | [9 empty] | 0.0 |  |  | 0.7 | 0 | [16 empty] | 0 | 0 | 0 | 0 | 0 | 0 | 0 | 0 | 0 | 0 | 0 | 0 | 0 | 9932.375 | 0.03
3176 | AC system | [9 empty] | 0.0 |  |  | 0.7 | 0 | [16 empty] | 0 | 0 | 0 | 0 | 0 | 0 | 0 | 0 | 0 | 0 | 0 | 0 | 0 | 33107.9167 | 0.1
3177 | Lighting | [9 empty] | 0.0 |  |  | 0.7 | 0 | [16 empty] | 0 | 0 | 0 | 0 | 0 | 0 | 0 | 0 | 0 | 0 | 0 | 0 | 0 | 132431.6667 | 0.4
3178 | Plug load | [9 empty] | 0.0 |  |  | 0.7 | 0 | [16 empty] | 0 | 0 | 0 | 0 | 0 | 0 | 0 | 0 | 0 | 0 | 0 | 0 | 0 | 6621.5833 | 0.02
3179 | Ventilation | [9 empty] | 0.0 |  |  | 0.7 | 0 | [16 empty] | 0 | 0 | 0 | 0 | 0 | 0 | 0 | 0 | 0 | 0 | 0 | 0 | 0 | 17972.5986 | 0.26703
3180 | Pump | [9 empty] | 0.0 |  |  | 0.7 | 0 | [16 empty] | 0 | 0 | 0 | 0 | 0 | 0 | 0 | 0 | 0 | 0 | 0 | 0 | 0 | 826.4416 | 0.012279
3181 | Electric heating | [9 empty] | 0.0 |  |  | 0.7 | 0 | [16 empty] | 0 | 0 | 0 | 0 | 0 | 0 | 0 | 0 | 0 | 0 | 0 | 0 | 0 | 0 | 0
3182 | AC system | [9 empty] | 0.0 |  |  | 0.7 | 0 | [16 empty] | 0 | 0 | 0 | 0 | 0 | 0 | 0 | 0 | 0 | 0 | 0 | 0 | 0 | 8004.4342 | 0.11893
3183 | Heat pump | [9 empty] | 0.0 |  |  | 0.7 | 0 | [16 empty] | 0 | 0 | 0 | 0 | 0 | 0 | 0 | 0 | 0 | 0 | 0 | 0 | 0 | 0 | 0
3184 | Lighting | [9 empty] | 0.0 |  |  | 0.7 | 0 | [16 empty] | 0 | 0 | 0 | 0 | 0 | 0 | 0 | 0 | 0 | 0 | 0 | 0 | 0 | 32169.7093 | 0.47796
3185 | Plug Load | [9 empty] | 0.0 |  |  | 0.7 | 0 | [16 empty] | 0 | 0 | 0 | 0 | 0 | 0 | 0 | 0 | 0 | 0 | 0 | 0 | 0 | 8333.0481 | 0.12381
3186 | Ventilation | Supply Fan | AC-2 | Uniform | [6 empty] | 0.0 |  |  | 0.7 | 0 |  | 0 | Occupied | 12.0 | 0 | 0 | 0 | 0 | 0 | 0 | 0 | 0 | 0 | 0 | 0 | 0 | 0 | 0 | 0 | 0 | 0 | 0 | 0 | 0 | 0 | 0 | 0 | 0 | 0 | 0 | 0
3187 | AC system | Compressor | AC-2 | Cooling 1 | [6 empty] | 0.0 | 1 |  | 0.7 | 0 |  | 0 | Occupied | 12.0 | 0 | 0 | 0 | 0 | 0 | 0 | 0 | 0 | 0 | 0 | 0 | 0 | 0 | 0 | 0 | 0 | 0 | 0 | 0 | 0 | 0 | 0 | 0 | 0 | 0 | 0 | 0
3188 | AC system | Compressor Fan | AC-2 | Cooling 1 | [6 empty] | 0.0 |  |  | 0.7 | 0 |  | 0 | Occupied | 12.0 | 0 | 0 | 0 | 0 | 0 | 0 | 0 | 0 | 0 | 0 | 0 | 0 | 0 | 0 | 0 | 0 | 0 | 0 | 0 | 0 | 0 | 0 | 0 | 0 | 0 | 0 | 0
3189 | Electric heating | Unit Heater | UH101 | Heating 1 | [6 empty] | 0.0 |  |  | 0.7 | 5 |  | 0 | All Day | 24.0 | 0 | 0 | 0 | 0 | 0 | 0 | 0 | 0 | 0 | 0 | 0 | 0 | 0 | 0 | 0 | 0 | 0 | 0 | 0 | 0 | 0 | 0 | 0 | 0 | 0 | 0 | 0
3190 | Pump |  | P-1/2 | Uniform | [6 empty] | 0.0 |  |  | 0.7 | 0 |  | 1 | All Day | 24.0 | 744 | 672 | 744 | 720 | 744 | 720 | 744 | 744 | 720 | 744 | 720 | 744 | 0 | 0 | 0 | 0 | 0 | 0 | 0 | 0 | 0 | 0 | 0 | 0 | 0 | 0 | 0
3191 | Pump |  | P-3/4 | Uniform | [6 empty] | 0.0 |  |  | 0.7 | 0 |  | 1 | All Day | 24.0 | 744 | 672 | 744 | 720 | 744 | 720 | 744 | 744 | 720 | 744 | 720 | 744 | 0 | 0 | 0 | 0 | 0 | 0 | 0 | 0 | 0 | 0 | 0 | 0 | 0 | 0 | 0
3192 | Ventilation | [9 empty] | 0.0 |  |  | 0.7 | 0 | [16 empty] | 0 | 0 | 0 | 0 | 0 | 0 | 0 | 0 | 0 | 0 | 0 | 0 | 0 | 234809.7268 | 0.31973
3193 | Pump | [9 empty] | 0.0 |  |  | 0.7 | 0 | [16 empty] | 0 | 0 | 0 | 0 | 0 | 0 | 0 | 0 | 0 | 0 | 0 | 0 | 0 | 40689.4456 | 0.055406
3194 | Domestic hot water | [9 empty] | 0.0 |  |  | 0.7 | 0 | [16 empty] | 0 | 0 | 0 | 0 | 0 | 0 | 0 | 0 | 0 | 0 | 0 | 0 | 0 | 41129.7372 | 0.056005
3195 | AC system | [9 empty] | 0.0 |  |  | 0.7 | 0 | [16 empty] | 0 | 0 | 0 | 0 | 0 | 0 | 0 | 0 | 0 | 0 | 0 | 0 | 0 | 72780.9931 | 0.099104
3196 | Heat pump | [9 empty] | 0.0 |  |  | 0.7 | 0 | [16 empty] | 0 | 0 | 0 | 0 | 0 | 0 | 0 | 0 | 0 | 0 | 0 | 0 | 0 | 0
3197 | Lighting | [9 empty] | 0.0 |  |  | 0.7 | 0 | [16 empty] | 0 | 0 | 0 | 0 | 0 | 0 | 0 | 0 | 0 | 0 | 0 | 0 | 0 | 265370.2594 | 0.36135
3198 | Plug Load | [9 empty] | 0.0 |  |  | 0.7 | 0 | [16 empty] | 0 | 0 | 0 | 0 | 0 | 0 | 0 | 0 | 0 | 0 | 0 | 0 | 0 | 79611.0778 | 0.1084
3199 | AC system | Compressor and Fan | AC-2 | Uniform | [6 empty] | 0.0 |  |  | 0.7 | 0 |  | 0 |  | 24.0 | 0 | 0 | 0 | 0 | 0 | 0 | 0 | 0 | 0 | 0 | 0 | 0 | 0 | 0 | 0 | 0 | 0 | 0 | 0 | 0 | 0 | 0 | 0 | 0 | 0 | 0 | 0
3200 | Ventilation | [9 empty] | 0.0 |  |  | 0.7 | 0 | [16 empty] | 0 | 0 | 0 | 0 | 0 | 0 | 0 | 0 | 0 | 0 | 0 | 0 | 0 | 122842.24 | 0.32
3201 | Pump | [9 empty] | 0.0 |  |  | 0.7 | 0 | [16 empty] | 0 | 0 | 0 | 0 | 0 | 0 | 0 | 0 | 0 | 0 | 0 | 0 | 0 | 23032.92 | 0.06
3202 | AC system | [9 empty] | 0.0 |  |  | 0.7 | 0 | [16 empty] | 0 | 0 | 0 | 0 | 0 | 0 | 0 | 0 | 0 | 0 | 0 | 0 | 0 | 69098.76 | 0.18
3203 | Domestic hot water | [9 empty] | 0.0 |  |  | 0.7 | 0 | [16 empty] | 0 | 0 | 0 | 0 | 0 | 0 | 0 | 0 | 0 | 0 | 0 | 0 | 0 | 26871.74 | 0.07
3204 | Lighting | [9 empty] | 0.0 |  |  | 0.7 | 0 | [16 empty] | 0 | 0 | 0 | 0 | 0 | 0 | 0 | 0 | 0 | 0 | 0 | 0 | 0 | 111325.78 | 0.29
3205 | Plug load | [9 empty] | 0.0 |  |  | 0.7 | 0 | [16 empty] | 0 | 0 | 0 | 0 | 0 | 0 | 0 | 0 | 0 | 0 | 0 | 0 | 0 | 30710.56 | 0.08
3206 | LDES | District Loop Circ Pumps (heating) | [8 empty] | 0.0 |  |  | 0.7 | 0 | [16 empty] | 4161.6774 | 4430.1861 | 4405.0033 | 2303.5773 | 962.5505 | 86.4738 | 4.9286 | 7.8237 | 575.8024 | 2345.1656 | 5389.6117 | 6691.6236 | 0 | 31364.4237 | 0
3207 | Heat Pump (Heating) | Local HPs (heating) | [8 empty] | 0.0 |  |  | 0.7 | 0 | [16 empty] | 11058.2072 | 11771.6753 | 11704.761 | 6120.9537 | 2557.6424 | 229.7739 | 13.0959 | 20.7886 | 1529.9942 | 6231.4601 | 14321.0145 | 17780.6574 | 0 | 83340.0242 | 0
3208 | Electric heating | Electric Unit Heater | UH-1 | Heating 1 | [6 empty] | 0.0 |  |  | 0.7 | 3 |  | 0 | All Day | 24.0 | 0 | 0 | 0 | 0 | 0 | 0 | 0 | 0 | 0 | 0 | 0 | 0 | 0 | 0 | 0 | 0 | 0 | 0 | 0 | 0 | 0 | 0 | 0 | 0 | 0 | 0 | 0
3209 | Lighting | Lighting Common Area |  | Uniform | [6 empty] | 0.0 |  |  | 0.7 |  |  | 0.5 | All Day | 24.0 | 372 | 336 | 372 | 360 | 372 | 360 | 372 | 372 | 360 | 372 | 360 | 372 | 0 | 0 | 0 | 0 | 0 | 0 | 0 | 0 | 0 | 0 | 0 | 0 | 0 | 0 | 0
3210 | Lighting | Lighting Parkade |  | Uniform | [6 empty] | 0.0 |  |  | 0.7 |  |  | 0.4 | All Day | 24.0 | 297.6 | 268.8 | 297.6 | 288 | 297.6 | 288 | 297.6 | 297.6 | 288 | 297.6 | 288 | 297.6 | 0 | 0 | 0 | 0 | 0 | 0 | 0 | 0 | 0 | 0 | 0 | 0 | 0 | 0 | 0
3211 | Pump | [9 empty] | 0.0 |  |  | 0.7 | 0 | [16 empty] | 0 | 0 | 0 | 0 | 0 | 0 | 0 | 0 | 0 | 0 | 0 | 0 | 0 | 0 | 0
3212 | Pump | [9 empty] | 0.0 |  |  | 0.7 | 0 | [16 empty] | 0 | 0 | 0 | 0 | 0 | 0 | 0 | 0 | 0 | 0 | 0 | 0 | 0 | 0 | 0
3213 | Pump | [9 empty] | 0.0 |  |  | 0.7 | 0 | [16 empty] | 0 | 0 | 0 | 0 | 0 | 0 | 0 | 0 | 0 | 0 | 0 | 0 | 0 | 0 | 0
3214 | Pump | [9 empty] | 0.0 |  |  | 0.7 | 0 | [16 empty] | 0 | 0 | 0 | 0 | 0 | 0 | 0 | 0 | 0 | 0 | 0 | 0 | 0 | 0 | 0
3215 | Pump | [9 empty] | 0.0 |  |  | 0.7 | 0 | [16 empty] | 0 | 0 | 0 | 0 | 0 | 0 | 0 | 0 | 0 | 0 | 0 | 0 | 0 | 0 | 0
3216 | Pump | [9 empty] | 0.0 |  |  | 0.7 | 0 | [16 empty] | 0 | 0 | 0 | 0 | 0 | 0 | 0 | 0 | 0 | 0 | 0 | 0 | 0 | 0 | 0
3217 | Pump | [9 empty] | 0.0 |  |  | 0.7 | 0 | [16 empty] | 0 | 0 | 0 | 0 | 0 | 0 | 0 | 0 | 0 | 0 | 0 | 0 | 0 | 0 | 0
3218 | Pump | [9 empty] | 0.0 |  |  | 0.7 | 0 | [16 empty] | 0 | 0 | 0 | 0 | 0 | 0 | 0 | 0 | 0 | 0 | 0 | 0 | 0 | 0 | 0
3219 | Pump | [9 empty] | 0.0 |  |  | 0.7 | 0 | [16 empty] | 0 | 0 | 0 | 0 | 0 | 0 | 0 | 0 | 0 | 0 | 0 | 0 | 0 | 0 | 0
3220 | Pump | [9 empty] | 0.0 |  |  | 0.7 | 0 | [16 empty] | 0 | 0 | 0 | 0 | 0 | 0 | 0 | 0 | 0 | 0 | 0 | 0 | 0 | 0 | 0
3221 | Ventilation | [9 empty] | 0.0 |  |  | 0.7 | 0 | [16 empty] | 0 | 0 | 0 | 0 | 0 | 0 | 0 | 0 | 0 | 0 | 0 | 0 | 0 | 0 | 0
3222 | Ventilation | [9 empty] | 0.0 |  |  | 0.7 | 0 | [16 empty] | 0 | 0 | 0 | 0 | 0 | 0 | 0 | 0 | 0 | 0 | 0 | 0 | 0 | 0 | 0
3223 | Ventilation | [9 empty] | 0.0 |  |  | 0.7 | 0 | [16 empty] | 0 | 0 | 0 | 0 | 0 | 0 | 0 | 0 | 0 | 0 | 0 | 0 | 0 | 0 | 0
3224 | Ventilation | [9 empty] | 0.0 |  |  | 0.7 | 0 | [16 empty] | 0 | 0 | 0 | 0 | 0 | 0 | 0 | 0 | 0 | 0 | 0 | 0 | 0 | 0 | 0
3225 | Ventilation | [9 empty] | 0.0 |  |  | 0.7 | 0 | [16 empty] | 0 | 0 | 0 | 0 | 0 | 0 | 0 | 0 | 0 | 0 | 0 | 0 | 0 | 0 | 0
3226 | Electric heating | Electric Unit Heater | 3.0 | Heating 1 | [6 empty] | 0.0 |  |  | 0.7 | 2 |  | 0 | All Day | 24.0 | 0 | 0 | 0 | 0 | 0 | 0 | 0 | 0 | 0 | 0 | 0 | 0 | 0 | 0 | 0 | 0 | 0 | 0 | 0 | 0 | 0 | 0 | 0 | 0 | 0 | 0 | 0
3227 | Electric heating | Electric Unit Heater | 4.0 | Heating 1 | [6 empty] | 0.0 |  |  | 0.7 | 2 |  | 0 | All Day | 24.0 | 0 | 0 | 0 | 0 | 0 | 0 | 0 | 0 | 0 | 0 | 0 | 0 | 0 | 0 | 0 | 0 | 0 | 0 | 0 | 0 | 0 | 0 | 0 | 0 | 0 | 0 | 0
3228 | Pump | [9 empty] | 0.0 |  |  | 0.7 | 0 | [16 empty] | 0 | 0 | 0 | 0 | 0 | 0 | 0 | 0 | 0 | 0 | 0 | 0 | 0 | 0 | 0
3229 | Pump | [9 empty] | 0.0 |  |  | 0.7 | 0 | [16 empty] | 0 | 0 | 0 | 0 | 0 | 0 | 0 | 0 | 0 | 0 | 0 | 0 | 0 | 0 | 0
3230 | Pump | [9 empty] | 0.0 |  |  | 0.7 | 0 | [16 empty] | 0 | 0 | 0 | 0 | 0 | 0 | 0 | 0 | 0 | 0 | 0 | 0 | 0 | 0 | 0
3231 | Pump | [9 empty] | 0.0 |  |  | 0.7 | 0 | [16 empty] | 0 | 0 | 0 | 0 | 0 | 0 | 0 | 0 | 0 | 0 | 0 | 0 | 0 | 0 | 0
3232 | LDES | District Loop Circ Pumps (heating) | [8 empty] | 0.0 |  |  | 0.7 | 0 | [16 empty] | 884.4748 | 1213.275 | 893.8494 | 494.2802 | 306.6504 | 151.3262 | 101.4203 | 82.1196 | 562.9583 | 1032.1017 | 775.2653 | 1260.125 | 0 | 7757.8461 | 0
3233 | Heat Pump (Heating) | Local HPs (heating) | [8 empty] | 0.0 |  |  | 0.7 | 0 | [16 empty] | 2350.1834 | 3223.8553 | 2375.0932 | 1313.3773 | 626.0399 | 343.974 | 208.7105 | 169.7891 | 1026.6713 | 2126.9728 | 1440.4902 | 3643.5353 | 0 | 18848.6923 | 0
3234 | Ventilation | [9 empty] | 0.0 |  |  | 0.7 | [17 empty] | 0.45 | 0.5 | 0.6 | 0.75 | 0.85 | 1 | 1 | 1 | 0.9 | 0.7 | 0.6 | 0.45 | 0 | 8.8 | 0
3235 | LDES | District Loop Circ Pumps (heating) | [8 empty] | 0.0 |  |  | 0.7 | 0 | [16 empty] | 22801.4538 | 21206.7155 | 13201.9591 | 6210.6701 | 2410.1674 | 1506.6906 | 265.6136 | 166.2957 | 2618.4075 | 7619.5708 | 24022.8626 | 31551.3527 | 0 | 133581.7591 | 0
3236 | Heat Pump (Heating) | Local HPs (heating) | [8 empty] | 0.0 |  |  | 0.7 | 0 | [16 empty] | 60586.9161 | 56349.4549 | 35079.6047 | 16502.691 | 6404.1797 | 4003.5052 | 705.7755 | 441.8728 | 6957.5052 | 20246.3536 | 63832.3843 | 83836.7228 | 0 | 354946.9657 | 0
3237 | Ventilation | Exhaust Fan | EF- | [7 empty] | 0.0 |  |  | 0.7 | 0 | [16 empty] | 0 | 0 | 0 | 0 | 0 | 0 | 0 | 0 | 0 | 0 | 0 | 0 | 0 | 0 | 0
3238 | Ventilation | Exhaust Fan | EF-14 | [7 empty] | 0.0 |  |  | 0.7 | 0 | [16 empty] | 0 | 0 | 0 | 0 | 0 | 0 | 0 | 0 | 0 | 0 | 0 | 0 | 0 | 0 | 0
3239 | CT and Chiller | [9 empty] | 0.0 |  |  | 0.7 | 0 | [16 empty] | 0 | 0 | 0 | 0 | 0 | 0 | 0 | 0 | 0 | 0 | 0 | 0 | 0 | 449408.2021 | 0.16318
3240 | Pumps | [9 empty] | 0.0 |  |  | 0.7 | 0 | [16 empty] | 0 | 0 | 0 | 0 | 0 | 0 | 0 | 0 | 0 | 0 | 0 | 0 | 0 | 104748.1658 | 0.038035
3241 | Fans | [9 empty] | 0.0 |  |  | 0.7 | 0 | [16 empty] | 0 | 0 | 0 | 0 | 0 | 0 | 0 | 0 | 0 | 0 | 0 | 0 | 0 | 314327.6207 | 0.11413
3242 | Tenants | [9 empty] | 0.0 |  |  | 0.7 | 0 | [16 empty] | 0 | 0 | 0 | 0 | 0 | 0 | 0 | 0 | 0 | 0 | 0 | 0 | 0 | 38260.4297 | 0.013893
3243 | Computer Power | [9 empty] | 0.0 |  |  | 0.7 | 0 | [16 empty] | 0 | 0 | 0 | 0 | 0 | 0 | 0 | 0 | 0 | 0 | 0 | 0 | 0 | 1118289.1838 | 0.40606
3244 | Other | [9 empty] | 0.0 |  |  | 0.7 | 0 | [16 empty] | 0 | 0 | 0 | 0 | 0 | 0 | 0 | 0 | 0 | 0 | 0 | 0 | 0 | 74405.2324 | 0.027017
3245 | Lighting | [9 empty] | 0.0 |  |  | 0.7 | 0 | [16 empty] | 0 | 0 | 0 | 0 | 0 | 0 | 0 | 0 | 0 | 0 | 0 | 0 | 0 | 376697.4062 | 0.13678
3246 | CRACs | [9 empty] | 0.0 |  |  | 0.7 | 0 | [16 empty] | 0 | 0 | 0 | 0 | 0 | 0 | 0 | 0 | 0 | 0 | 0 | 0 | 0 | 277863.7592 | 0.10089
3247 | Ventilation | Exhaust Fan GB-121 | 1 | [7 empty] | 0.0 |  |  | 0.7 | 0 |  | 1 |  | 14.0 | [12 empty] | 0 | 0 | 0 | 0 | 0 | 0 | 0 | 0 | 0 | 0 | 0 | 0 | 0 | 0 | 0
3248 | Ventilation | Exhaust Fan | 17 | Uniform |  | 0 |  |  |  |  | 0.0 |  |  | 0.7 | 0 |  | 1 |  | 14.0 | 434 | 392 | 434 | 420 | 434 | 420 | 434 | 434 | 420 | 434 | 420 | 434 | 0 | 0 | 0 | 0 | 0 | 0 | 0 | 0 | 0 | 0 | 0 | 0 | 0 | 0 | 0
3249 | Ventilation | [9 empty] | 0.0 |  |  | 0.7 | 0 | [16 empty] | 0 | 0 | 0 | 0 | 0 | 0 | 0 | 0 | 0 | 0 | 0 | 0 | 0 | 114011.3833 | 0.1
3250 | Pump | [9 empty] | 0.0 |  |  | 0.7 | 0 | [16 empty] | 0 | 0 | 0 | 0 | 0 | 0 | 0 | 0 | 0 | 0 | 0 | 0 | 0 | 114011.3833 | 0.1
3251 | AC system | [9 empty] | 0.0 |  |  | 0.7 | 0 | [16 empty] | 0 | 0 | 0 | 0 | 0 | 0 | 0 | 0 | 0 | 0 | 0 | 0 | 0 | 57005.6917 | 0.05
3252 | Heat pump | [9 empty] | 0.0 |  |  | 0.7 | 0 | [16 empty] | 0 | 0 | 0 | 0 | 0 | 0 | 0 | 0 | 0 | 0 | 0 | 0 | 0 | 285028.4583 | 0.25
3253 | Lighting | [9 empty] | 0.0 |  |  | 0.7 | 0 | [16 empty] | 0 | 0 | 0 | 0 | 0 | 0 | 0 | 0 | 0 | 0 | 0 | 0 | 0 | 171017.075 | 0.15
3254 | Plug load | [9 empty] | 0.0 |  |  | 0.7 | 0 | [16 empty] | 0 | 0 | 0 | 0 | 0 | 0 | 0 | 0 | 0 | 0 | 0 | 0 | 0 | 399039.8417 | 0.35
3255 | Pump | CHW Pump | [8 empty] | 0.0 |  |  | 0.7 | 0 |  | 1 | All Day | 24.0 | [12 empty] | 0 | 0 | 0 | 0 | 0 | 0 | 0 | 0 | 0 | 0 | 0 | 0 | 0 | 0 | 0
3256 | Pump | CHW Pump | [8 empty] | 0.0 |  |  | 0.7 | 0 |  | 1 | All Day | 24.0 | [12 empty] | 0 | 0 | 0 | 0 | 0 | 0 | 0 | 0 | 0 | 0 | 0 | 0 | 0 | 0 | 0
3257 | Pump | CHW Pump | [8 empty] | 0.0 |  |  | 0.7 | 0 |  | 1 | All Day | 24.0 | [12 empty] | 0 | 0 | 0 | 0 | 0 | 0 | 0 | 0 | 0 | 0 | 0 | 0 | 0 | 0 | 0
3258 | Ventilation | [9 empty] | 0.0 |  |  | 0.7 | 0 | [16 empty] | 0 | 0 | 0 | 0 | 0 | 0 | 0 | 0 | 0 | 0 | 0 | 0 | 0 | 38950.86 | 0.24
3259 | Pump | [9 empty] | 0.0 |  |  | 0.7 | 0 | [16 empty] | 0 | 0 | 0 | 0 | 0 | 0 | 0 | 0 | 0 | 0 | 0 | 0 | 0 | 21098.3825 | 0.13
3260 | AC system | [9 empty] | 0.0 |  |  | 0.7 | 0 | [16 empty] | 0 | 0 | 0 | 0 | 0 | 0 | 0 | 0 | 0 | 0 | 0 | 0 | 0 | 40573.8125 | 0.25
3261 | Lighting | [9 empty] | 0.0 |  |  | 0.7 | 0 | [16 empty] | 0 | 0 | 0 | 0 | 0 | 0 | 0 | 0 | 0 | 0 | 0 | 0 | 0 | 47065.6225 | 0.29
3262 | Plug Load | [9 empty] | 0.0 |  |  | 0.7 | 0 | [16 empty] | 0 | 0 | 0 | 0 | 0 | 0 | 0 | 0 | 0 | 0 | 0 | 0 | 0 | 14606.5725 | 0.09
3263 | LDES | GEO Plant (heating) | [8 empty] | 0.0 |  |  | 0.7 | 0 | [16 empty] | 520.8415 | 718.9488 | 402.4183 | 305.7313 | 150.7288 | 2.7113 | 11.5804 | 12.3616 | 148.2703 | 496.7847 | 385.1167 | 378.9818 | 0 | 3534.4756 | 0
3264 | Heat Pump (Heating) | Local HPs (heating) | [8 empty] | 0.0 |  |  | 0.7 | 0 | [16 empty] | 1383.9549 | 1910.3559 | 1069.2865 | 812.3744 | 400.5093 | 7.2043 | 30.7708 | 32.8466 | 393.9766 | 1320.0321 | 1023.3134 | 1007.0122 | 0 | 9391.6369 | 0
3265 | Emergency | [9 empty] | 0.0 |  |  | 0.7 | 0 | [28 empty] | 0 | 0 | 0
3266 | Ventilation | [9 empty] | 0.0 |  |  | 0.7 | 0 | [16 empty] | 0 | 0 | 0 | 0 | 0 | 0 | 0 | 0 | 0 | 0 | 0 | 0 | 0 | 0 | 0
3267 | Heat pump |  |  | Heating 2 | [6 empty] | 0.0 |  |  | 0.7 | 0 |  | 1 | Occupied | 20.5 | 635.5 | 487.9 | 413.075 | 246 | 158.875 | 0 | 0 | 0 | 123 | 317.75 | 430.5 | 635.5 | 0 | 0 | 0 | 0 | 0 | 0 | 0 | 0 | 0 | 0 | 0 | 0 | 0 | 0 | 0
3268 | Ventilation | Supply Fan | SF-1 | [7 empty] | 0.0 |  |  | 0.7 | 0 |  | 1 | [14 empty] | 0 | 0 | 0 | 0 | 0 | 0 | 0 | 0 | 0 | 0 | 0 | 0 | 0 | 0 | 0
3269 | Ventilation | Supply Fan | SF-2 | [7 empty] | 0.0 |  |  | 0.7 | 0 |  | 1 | [14 empty] | 0 | 0 | 0 | 0 | 0 | 0 | 0 | 0 | 0 | 0 | 0 | 0 | 0 | 0 | 0
3270 | Ventilation | Supply Fan | SF-3 | [7 empty] | 0.0 |  |  | 0.7 | 0 |  | 1 | [14 empty] | 0 | 0 | 0 | 0 | 0 | 0 | 0 | 0 | 0 | 0 | 0 | 0 | 0 | 0 | 0
3271 | Ventilation | Supply Fan | SF-4 | [7 empty] | 0.0 |  |  | 0.7 | 0 |  | 1 | [14 empty] | 0 | 0 | 0 | 0 | 0 | 0 | 0 | 0 | 0 | 0 | 0 | 0 | 0 | 0 | 0
3272 | Ventilation | Supply Fan | SF-5 | [7 empty] | 0.0 |  |  | 0.7 | 0 |  | 1 | [14 empty] | 0 | 0 | 0 | 0 | 0 | 0 | 0 | 0 | 0 | 0 | 0 | 0 | 0 | 0 | 0
3273 | Ventilation | Supply Fan | SF-6 | [7 empty] | 0.0 |  |  | 0.7 | 0 |  | 1 | [14 empty] | 0 | 0 | 0 | 0 | 0 | 0 | 0 | 0 | 0 | 0 | 0 | 0 | 0 | 0 | 0
3274 | Ventilation | Supply Fan | SF-7 | [7 empty] | 0.0 |  |  | 0.7 | 0 |  | 1 | [14 empty] | 0 | 0 | 0 | 0 | 0 | 0 | 0 | 0 | 0 | 0 | 0 | 0 | 0 | 0 | 0
3275 | Ventilation | [9 empty] | 0.0 |  |  | 0.7 | 0 | [16 empty] | 0 | 0 | 0 | 0 | 0 | 0 | 0 | 0 | 0 | 0 | 0 | 0 | 0 | 1363228.9 | 0.53
3276 | Pump | [9 empty] | 0.0 |  |  | 0.7 | 0 | [16 empty] | 0 | 0 | 0 | 0 | 0 | 0 | 0 | 0 | 0 | 0 | 0 | 0 | 0 | 77163.9 | 0.03
3277 | AC system | [9 empty] | 0.0 |  |  | 0.7 | 0 | [16 empty] | 0 | 0 | 0 | 0 | 0 | 0 | 0 | 0 | 0 | 0 | 0 | 0 | 0 | 77163.9 | 0.03
3278 | Heat pump | [9 empty] | 0.0 |  |  | 0.7 | 0 | [16 empty] | 0 | 0 | 0 | 0 | 0 | 0 | 0 | 0 | 0 | 0 | 0 | 0 | 0 | 25721.3 | 0.01
3279 | Lighting | [9 empty] | 0.0 |  |  | 0.7 | 0 | [16 empty] | 0 | 0 | 0 | 0 | 0 | 0 | 0 | 0 | 0 | 0 | 0 | 0 | 0 | 668753.8 | 0.26
3280 | Plug load | [9 empty] | 0.0 |  |  | 0.7 | 0 | [16 empty] | 0 | 0 | 0 | 0 | 0 | 0 | 0 | 0 | 0 | 0 | 0 | 0 | 0 | 360098.2 | 0.14
3281 | Ventilation | [9 empty] | 0.0 |  |  | 0.7 | 0 | [16 empty] | 0 | 0 | 0 | 0 | 0 | 0 | 0 | 0 | 0 | 0 | 0 | 0 | 0 | 0 | 0
3282 | Ventilation | [9 empty] | 0.0 |  |  | 0.7 | 0 | [16 empty] | 0 | 0 | 0 | 0 | 0 | 0 | 0 | 0 | 0 | 0 | 0 | 0 | 0 | 0 | 0
3283 | Ventilation | [9 empty] | 0.0 |  |  | 0.7 | 0 | [16 empty] | 0 | 0 | 0 | 0 | 0 | 0 | 0 | 0 | 0 | 0 | 0 | 0 | 0 | 0 | 0
3284 | Ventilation | [9 empty] | 0.0 |  |  | 0.7 | 0 | [16 empty] | 0 | 0 | 0 | 0 | 0 | 0 | 0 | 0 | 0 | 0 | 0 | 0 | 0 | 0 | 0
3285 | Ventilation | [9 empty] | 0.0 |  |  | 0.7 | 0 | [16 empty] | 0 | 0 | 0 | 0 | 0 | 0 | 0 | 0 | 0 | 0 | 0 | 0 | 0 | 0 | 0
3286 | Ventilation | [9 empty] | 0.0 |  |  | 0.7 | 0 | [16 empty] | 0 | 0 | 0 | 0 | 0 | 0 | 0 | 0 | 0 | 0 | 0 | 0 | 0 | 0 | 0
3287 | Heat pump | [9 empty] | 0.0 |  |  | 0.7 | 0 |  |  | All Day | 24.0 | [12 empty] | 0 | 0 | 0 | 0 | 0 | 0 | 0 | 0 | 0 | 0 | 0 | 0 | 0 | 0 | 0
3288 | Heat pump | [9 empty] | 0.0 |  |  | 0.7 | 0 |  |  | All Day | 24.0 | [12 empty] | 0 | 0 | 0 | 0 | 0 | 0 | 0 | 0 | 0 | 0 | 0 | 0 | 0 | 0 | 0
3289 | Heat pump | [9 empty] | 0.0 |  |  | 0.7 | 0 |  |  | All Day | 24.0 | [12 empty] | 0 | 0 | 0 | 0 | 0 | 0 | 0 | 0 | 0 | 0 | 0 | 0 | 0 | 0 | 0
3290 | Heat pump | [9 empty] | 0.0 |  |  | 0.7 | 0 |  |  | All Day | 24.0 | [12 empty] | 0 | 0 | 0 | 0 | 0 | 0 | 0 | 0 | 0 | 0 | 0 | 0 | 0 | 0 | 0
3291 | Heat pump | [9 empty] | 0.0 |  |  | 0.7 | 0 |  |  | All Day | 24.0 | [12 empty] | 0 | 0 | 0 | 0 | 0 | 0 | 0 | 0 | 0 | 0 | 0 | 0 | 0 | 0 | 0
3292 | Heat pump | [9 empty] | 0.0 |  |  | 0.7 | 0 |  |  | All Day | 24.0 | [12 empty] | 0 | 0 | 0 | 0 | 0 | 0 | 0 | 0 | 0 | 0 | 0 | 0 | 0 | 0 | 0
3293 | Heat pump | [9 empty] | 0.0 |  |  | 0.7 | 0 |  |  | All Day | 24.0 | [12 empty] | 0 | 0 | 0 | 0 | 0 | 0 | 0 | 0 | 0 | 0 | 0 | 0 | 0 | 0 | 0
3294 | Heat pump | [9 empty] | 0.0 |  |  | 0.7 | 0 |  |  | All Day | 24.0 | [12 empty] | 0 | 0 | 0 | 0 | 0 | 0 | 0 | 0 | 0 | 0 | 0 | 0 | 0 | 0 | 0
3295 | Heat pump | [9 empty] | 0.0 |  |  | 0.7 | 0 |  |  | All Day | 24.0 | [12 empty] | 0 | 0 | 0 | 0 | 0 | 0 | 0 | 0 | 0 | 0 | 0 | 0 | 0 | 0 | 0
3296 | Heat pump | [9 empty] | 0.0 |  |  | 0.7 | 0 |  |  | All Day | 24.0 | [12 empty] | 0 | 0 | 0 | 0 | 0 | 0 | 0 | 0 | 0 | 0 | 0 | 0 | 0 | 0 | 0
3297 | Heat pump | [9 empty] | 0.0 |  |  | 0.7 | 0 |  |  | All Day | 24.0 | [12 empty] | 0 | 0 | 0 | 0 | 0 | 0 | 0 | 0 | 0 | 0 | 0 | 0 | 0 | 0 | 0
3298 | Heat pump | [9 empty] | 0.0 |  |  | 0.7 | 0 |  |  | All Day | 24.0 | [12 empty] | 0 | 0 | 0 | 0 | 0 | 0 | 0 | 0 | 0 | 0 | 0 | 0 | 0 | 0 | 0
3299 | Heat pump | [9 empty] | 0.0 |  |  | 0.7 | 0 |  |  | All Day | 24.0 | [12 empty] | 0 | 0 | 0 | 0 | 0 | 0 | 0 | 0 | 0 | 0 | 0 | 0 | 0 | 0 | 0
3300 | Heat pump | [9 empty] | 0.0 |  |  | 0.7 | 0 |  |  | All Day | 24.0 | [12 empty] | 0 | 0 | 0 | 0 | 0 | 0 | 0 | 0 | 0 | 0 | 0 | 0 | 0 | 0 | 0
3301 | Heat pump | [9 empty] | 0.0 |  |  | 0.7 | 0 |  |  | All Day | 24.0 | [12 empty] | 0 | 0 | 0 | 0 | 0 | 0 | 0 | 0 | 0 | 0 | 0 | 0 | 0 | 0 | 0
3302 | Heat pump | [9 empty] | 0.0 |  |  | 0.7 | 0 |  |  | All Day | 24.0 | [12 empty] | 0 | 0 | 0 | 0 | 0 | 0 | 0 | 0 | 0 | 0 | 0 | 0 | 0 | 0 | 0
3303 | Heat pump | [9 empty] | 0.0 |  |  | 0.7 | 0 |  |  | All Day | 24.0 | [12 empty] | 0 | 0 | 0 | 0 | 0 | 0 | 0 | 0 | 0 | 0 | 0 | 0 | 0 | 0 | 0
3304 | Heat pump | [9 empty] | 0.0 |  |  | 0.7 | 0 |  |  | All Day | 24.0 | [12 empty] | 0 | 0 | 0 | 0 | 0 | 0 | 0 | 0 | 0 | 0 | 0 | 0 | 0 | 0 | 0
3305 | Heat pump | [9 empty] | 0.0 |  |  | 0.7 | 0 |  |  | All Day | 24.0 | [12 empty] | 0 | 0 | 0 | 0 | 0 | 0 | 0 | 0 | 0 | 0 | 0 | 0 | 0 | 0 | 0
3306 | Heat pump | [9 empty] | 0.0 |  |  | 0.7 | 0 |  |  | All Day | 24.0 | [12 empty] | 0 | 0 | 0 | 0 | 0 | 0 | 0 | 0 | 0 | 0 | 0 | 0 | 0 | 0 | 0
3307 | Heat pump | [9 empty] | 0.0 |  |  | 0.7 | 0 |  |  | All Day | 24.0 | [12 empty] | 0 | 0 | 0 | 0 | 0 | 0 | 0 | 0 | 0 | 0 | 0 | 0 | 0 | 0 | 0
3308 | Heat pump | Compressor for HP Air to Water | HP-17 | Heat Pump | [6 empty] | 0.0 |  |  | 0.7 | 0 |  | 0.4 | All Day | 24.0 | 193.44 | 215.04 | 178.56 | 172.8 | 193.44 | 230.4 | 267.84 | 297.6 | 230.4 | 163.68 | 158.4 | 208.32 | 0 | 0 | 0 | 0 | 0 | 0 | 0 | 0 | 0 | 0 | 0 | 0 | 0 | 0 | 0
3309 | Heat pump | Compressor for HP Air to Water | HP-18 | Heat Pump | [6 empty] | 0.0 |  |  | 0.7 | 0 |  | 0.4 | All Day | 24.0 | 193.44 | 215.04 | 178.56 | 172.8 | 193.44 | 230.4 | 267.84 | 297.6 | 230.4 | 163.68 | 158.4 | 208.32 | 0 | 0 | 0 | 0 | 0 | 0 | 0 | 0 | 0 | 0 | 0 | 0 | 0 | 0 | 0
3310 | Heat pump | Compressor for HP Air to Water | HP-25 | Heat Pump | [6 empty] | 0.0 |  |  | 0.7 | 0 |  | 0.4 | All Day | 24.0 | 193.44 | 215.04 | 178.56 | 172.8 | 193.44 | 230.4 | 267.84 | 297.6 | 230.4 | 163.68 | 158.4 | 208.32 | 0 | 0 | 0 | 0 | 0 | 0 | 0 | 0 | 0 | 0 | 0 | 0 | 0 | 0 | 0
3311 | Heat pump | Compressor for HP Air to Water | HP-35 | Heat Pump |  |  | 1 |  | 230.0 |  | 0.0 | 0.75 | 0.75 | 0.67 | 0 |  | 0.4 | All Day | 24.0 | 193.44 | 215.04 | 178.56 | 172.8 | 193.44 | 230.4 | 267.84 | 297.6 | 230.4 | 163.68 | 158.4 | 208.32 | 0 | 0 | 0 | 0 | 0 | 0 | 0 | 0 | 0 | 0 | 0 | 0 | 0 | 0 | 0
3312 | Heat pump | Blower for HP Air to Water | HP-17 | Heat Pump | [6 empty] | 0.0 |  |  | 0.7 | 0 |  | 0.4 | All Day | 24.0 | 193.44 | 215.04 | 178.56 | 172.8 | 193.44 | 230.4 | 267.84 | 297.6 | 230.4 | 163.68 | 158.4 | 208.32 | 0 | 0 | 0 | 0 | 0 | 0 | 0 | 0 | 0 | 0 | 0 | 0 | 0 | 0 | 0
3313 | Heat pump | Blower for HP Air to Water | HP-18 | Heat Pump | [6 empty] | 0.0 |  |  | 0.7 | 0 |  | 0.4 | All Day | 24.0 | 193.44 | 215.04 | 178.56 | 172.8 | 193.44 | 230.4 | 267.84 | 297.6 | 230.4 | 163.68 | 158.4 | 208.32 | 0 | 0 | 0 | 0 | 0 | 0 | 0 | 0 | 0 | 0 | 0 | 0 | 0 | 0 | 0
3314 | Heat pump | Blower for HP Air to Water | HP-25 | Heat Pump | [6 empty] | 0.0 |  |  | 0.7 | 0 |  | 0.4 | All Day | 24.0 | 193.44 | 215.04 | 178.56 | 172.8 | 193.44 | 230.4 | 267.84 | 297.6 | 230.4 | 163.68 | 158.4 | 208.32 | 0 | 0 | 0 | 0 | 0 | 0 | 0 | 0 | 0 | 0 | 0 | 0 | 0 | 0 | 0
3315 | Heat pump | Blower for HP Air to Water | HP-35 | Heat Pump | [6 empty] | 0.0 |  |  | 0.7 | 0 |  | 0.4 | All Day | 24.0 | 193.44 | 215.04 | 178.56 | 172.8 | 193.44 | 230.4 | 267.84 | 297.6 | 230.4 | 163.68 | 158.4 | 208.32 | 0 | 0 | 0 | 0 | 0 | 0 | 0 | 0 | 0 | 0 | 0 | 0 | 0 | 0 | 0
3316 | Ventilation | [9 empty] | 0.0 |  |  | 0.7 | [17 empty] | 0.45 | 0.5 | 0.6 | 0.75 | 0.85 | 1 | 1 | 1 | 0.9 | 0.7 | 0.6 | 0.45 | 0 | 8.8 | 0
3317 | Pump | Pump | CP-11 | Uniform | [6 empty] | 0.0 |  |  | 0.7 | 0 |  |  | P-11A | 14.0 | 0 | 0 | 0 | 0 | 0 | 0 | 0 | 0 | 0 | 0 | 0 | 0 | 0 | 0 | 0 | 0 | 0 | 0 | 0 | 0 | 0 | 0 | 0 | 0 | 0 | 0 | 0
3318 | Pump | Pump | CP-14 | Cooling 1 | [6 empty] | 0.0 |  |  | 0.7 | 0 |  |  | All Day | 24.0 | 0 | 0 | 0 | 0 | 0 | 0 | 0 | 0 | 0 | 0 | 0 | 0 | 0 | 0 | 0 | 0 | 0 | 0 | 0 | 0 | 0 | 0 | 0 | 0 | 0 | 0 | 0
3319 | Pump | Pump | CP-15 | Cooling 1 | [6 empty] | 0.0 |  |  | 0.7 | 0 |  |  | All Day | 24.0 | 0 | 0 | 0 | 0 | 0 | 0 | 0 | 0 | 0 | 0 | 0 | 0 | 0 | 0 | 0 | 0 | 0 | 0 | 0 | 0 | 0 | 0 | 0 | 0 | 0 | 0 | 0
3320 | Pump | Pump | CP-16 | Uniform | [6 empty] | 0.0 |  |  | 0.7 | 0 |  |  | All Day | 24.0 | 0 | 0 | 0 | 0 | 0 | 0 | 0 | 0 | 0 | 0 | 0 | 0 | 0 | 0 | 0 | 0 | 0 | 0 | 0 | 0 | 0 | 0 | 0 | 0 | 0 | 0 | 0
3321 | Pump | Pump | CP-19 | Cooling 1 | [6 empty] | 0.0 |  |  | 0.7 | 0 |  |  | All Day | 24.0 | 0 | 0 | 0 | 0 | 0 | 0 | 0 | 0 | 0 | 0 | 0 | 0 | 0 | 0 | 0 | 0 | 0 | 0 | 0 | 0 | 0 | 0 | 0 | 0 | 0 | 0 | 0
3322 | Pump | Pump | CP-20 | Uniform | [6 empty] | 0.0 |  |  | 0.7 | 0 |  |  | P-11B & Electric DHWT | 16.75 | 0 | 0 | 0 | 0 | 0 | 0 | 0 | 0 | 0 | 0 | 0 | 0 | 0 | 0 | 0 | 0 | 0 | 0 | 0 | 0 | 0 | 0 | 0 | 0 | 0 | 0 | 0
3323 | Pump | Pump | CP-21 | Uniform | [6 empty] | 0.0 |  |  | 0.7 | 0 |  |  | All Day | 24.0 | 0 | 0 | 0 | 0 | 0 | 0 | 0 | 0 | 0 | 0 | 0 | 0 | 0 | 0 | 0 | 0 | 0 | 0 | 0 | 0 | 0 | 0 | 0 | 0 | 0 | 0 | 0
3324 | Miscellaneous electricity | Force Flow Heater | FF-1 | [7 empty] | 0.0 |  |  | 0.7 | 0 | [16 empty] | 0 | 0 | 0 | 0 | 0 | 0 | 0 | 0 | 0 | 0 | 0 | 0 | 0 | 0 | 0
3325 | Miscellaneous electricity | Force Flow Heater | FF-2 | [7 empty] | 0.0 |  |  | 0.7 | 0 | [16 empty] | 0 | 0 | 0 | 0 | 0 | 0 | 0 | 0 | 0 | 0 | 0 | 0 | 0 | 0 | 0
3326 | Miscellaneous electricity | Force Flow Heater | FF-3 | [7 empty] | 0.0 |  |  | 0.7 | 0 | [16 empty] | 0 | 0 | 0 | 0 | 0 | 0 | 0 | 0 | 0 | 0 | 0 | 0 | 0 | 0 | 0
3327 | Pump | Boiler Pump | [8 empty] | 0.0 |  |  | 0.7 | 0 | [16 empty] | 0 | 0 | 0 | 0 | 0 | 0 | 0 | 0 | 0 | 0 | 0 | 0 | 0 | 0 | 0
3328 | Pump | Rad HW Pump | [8 empty] | 0.0 |  |  | 0.7 | 0 | [16 empty] | 0 | 0 | 0 | 0 | 0 | 0 | 0 | 0 | 0 | 0 | 0 | 0 | 0 | 0 | 0
3329 | Pump | Rad HW Pump | [8 empty] | 0.0 |  |  | 0.7 | 0 | [16 empty] | 0 | 0 | 0 | 0 | 0 | 0 | 0 | 0 | 0 | 0 | 0 | 0 | 0 | 0 | 0
3330 | Pump | VAV HW Pump | [8 empty] | 0.0 |  |  | 0.7 | 0 | [16 empty] | 0 | 0 | 0 | 0 | 0 | 0 | 0 | 0 | 0 | 0 | 0 | 0 | 0 | 0 | 0
3331 | Pump | VAV HW Pump | [8 empty] | 0.0 |  |  | 0.7 | 0 | [16 empty] | 0 | 0 | 0 | 0 | 0 | 0 | 0 | 0 | 0 | 0 | 0 | 0 | 0 | 0 | 0
3332 | Pump | AHU Glycol Pump | [8 empty] | 0.0 |  |  | 0.7 | 0 | [16 empty] | 0 | 0 | 0 | 0 | 0 | 0 | 0 | 0 | 0 | 0 | 0 | 0 | 0 | 0 | 0
3333 | Pump | AHU Glycol Pump | [8 empty] | 0.0 |  |  | 0.7 | 0 | [16 empty] | 0 | 0 | 0 | 0 | 0 | 0 | 0 | 0 | 0 | 0 | 0 | 0 | 0 | 0 | 0
3334 | Pump | DHW Circ Pump | [8 empty] | 0.0 |  |  | 0.7 | 0 | [16 empty] | 0 | 0 | 0 | 0 | 0 | 0 | 0 | 0 | 0 | 0 | 0 | 0 | 0 | 0 | 0
3335 | Pump | DHW Circ Pump | [8 empty] | 0.0 |  |  | 0.7 | 0 | [16 empty] | 0 | 0 | 0 | 0 | 0 | 0 | 0 | 0 | 0 | 0 | 0 | 0 | 0 | 0 | 0
3336 | Pump | Chilled Glycol | PU-1 | [7 empty] | 0.0 |  |  | 0.7 | 0 | [16 empty] | 0 | 0 | 0 | 0 | 0 | 0 | 0 | 0 | 0 | 0 | 0 | 0 | 0 | 0 | 0
3337 | Pump | Chilled Glycol | PU-2 | [7 empty] | 0.0 |  |  | 0.7 | 0 | [16 empty] | 0 | 0 | 0 | 0 | 0 | 0 | 0 | 0 | 0 | 0 | 0 | 0 | 0 | 0 | 0
3338 | Pump |  | CPF-1 | [7 empty] | 0.0 |  |  | 0.7 | 0 | [16 empty] | 0 | 0 | 0 | 0 | 0 | 0 | 0 | 0 | 0 | 0 | 0 | 0 | 0 | 0 | 0
3339 | Pump |  | CPF-2 | [7 empty] | 0.0 |  |  | 0.7 | 0 | [16 empty] | 0 | 0 | 0 | 0 | 0 | 0 | 0 | 0 | 0 | 0 | 0 | 0 | 0 | 0 | 0
3340 | Pump |  | CPF-3 | [7 empty] | 0.0 |  |  | 0.7 | 0 | [16 empty] | 0 | 0 | 0 | 0 | 0 | 0 | 0 | 0 | 0 | 0 | 0 | 0 | 0 | 0 | 0
3341 | Pump |  | CR-1 | [7 empty] | 0.0 |  |  | 0.7 | 0 | [16 empty] | 0 | 0 | 0 | 0 | 0 | 0 | 0 | 0 | 0 | 0 | 0 | 0 | 0 | 0 | 0
3342 | Pump |  | CR-2 | [7 empty] | 0.0 |  |  | 0.7 | 0 | [16 empty] | 0 | 0 | 0 | 0 | 0 | 0 | 0 | 0 | 0 | 0 | 0 | 0 | 0 | 0 | 0
3343 | Pump |  | CR-3 | [7 empty] | 0.0 |  |  | 0.7 | 0 | [16 empty] | 0 | 0 | 0 | 0 | 0 | 0 | 0 | 0 | 0 | 0 | 0 | 0 | 0 | 0 | 0
3344 | Pump | [9 empty] | 0.0 |  |  | 0.7 | 0 | [16 empty] | 0 | 0 | 0 | 0 | 0 | 0 | 0 | 0 | 0 | 0 | 0 | 0 | 0 | 0 | 0
3345 | Pump | [9 empty] | 0.0 |  |  | 0.7 | 0 | [16 empty] | 0 | 0 | 0 | 0 | 0 | 0 | 0 | 0 | 0 | 0 | 0 | 0 | 0 | 0 | 0
3346 | Pump | [9 empty] | 0.0 |  |  | 0.7 | 0 | [16 empty] | 0 | 0 | 0 | 0 | 0 | 0 | 0 | 0 | 0 | 0 | 0 | 0 | 0 | 0 | 0
3347 | Pump | [9 empty] | 0.0 |  |  | 0.7 | 0 | [16 empty] | 0 | 0 | 0 | 0 | 0 | 0 | 0 | 0 | 0 | 0 | 0 | 0 | 0 | 0 | 0
3348 | Pump | [9 empty] | 0.0 |  |  | 0.7 | 0 | [16 empty] | 0 | 0 | 0 | 0 | 0 | 0 | 0 | 0 | 0 | 0 | 0 | 0 | 0 | 0 | 0
3349 | Pump | [9 empty] | 0.0 |  |  | 0.7 | 0 | [16 empty] | 0 | 0 | 0 | 0 | 0 | 0 | 0 | 0 | 0 | 0 | 0 | 0 | 0 | 0 | 0
3350 | Pump | [9 empty] | 0.0 |  |  | 0.7 | 0 | [16 empty] | 0 | 0 | 0 | 0 | 0 | 0 | 0 | 0 | 0 | 0 | 0 | 0 | 0 | 0 | 0
3351 | Pump | [9 empty] | 0.0 |  |  | 0.7 | 0 | [16 empty] | 0 | 0 | 0 | 0 | 0 | 0 | 0 | 0 | 0 | 0 | 0 | 0 | 0 | 0 | 0
3352 | Pump | [9 empty] | 0.0 |  |  | 0.7 | 0 | [16 empty] | 0 | 0 | 0 | 0 | 0 | 0 | 0 | 0 | 0 | 0 | 0 | 0 | 0 | 0 | 0
3353 | Pump | [9 empty] | 0.0 |  |  | 0.7 | 0 | [16 empty] | 0 | 0 | 0 | 0 | 0 | 0 | 0 | 0 | 0 | 0 | 0 | 0 | 0 | 0 | 0
3354 | Pump | [9 empty] | 0.0 |  |  | 0.7 | 0 | [16 empty] | 0 | 0 | 0 | 0 | 0 | 0 | 0 | 0 | 0 | 0 | 0 | 0 | 0 | 0 | 0
3355 | Ventilation | [9 empty] | 0.0 |  |  | 0.7 | 0 | [16 empty] | 0 | 0 | 0 | 0 | 0 | 0 | 0 | 0 | 0 | 0 | 0 | 0 | 0 | 83187.3867 | 0.32
3356 | Pump | [9 empty] | 0.0 |  |  | 0.7 | 0 | [16 empty] | 0 | 0 | 0 | 0 | 0 | 0 | 0 | 0 | 0 | 0 | 0 | 0 | 0 | 15597.635 | 0.06
3357 | AC system | [9 empty] | 0.0 |  |  | 0.7 | 0 | [16 empty] | 0 | 0 | 0 | 0 | 0 | 0 | 0 | 0 | 0 | 0 | 0 | 0 | 0 | 46792.905 | 0.18
3358 | Lighting | [9 empty] | 0.0 |  |  | 0.7 | 0 | [16 empty] | 0 | 0 | 0 | 0 | 0 | 0 | 0 | 0 | 0 | 0 | 0 | 0 | 0 | 75388.5692 | 0.29
3359 | Plug Load | [9 empty] | 0.0 |  |  | 0.7 | 0 | [16 empty] | 0 | 0 | 0 | 0 | 0 | 0 | 0 | 0 | 0 | 0 | 0 | 0 | 0 | 20796.8467 | 0.08
3360 | Domestic hot water | [9 empty] | 0.0 |  |  | 0.7 | 0 | [16 empty] | 0 | 0 | 0 | 0 | 0 | 0 | 0 | 0 | 0 | 0 | 0 | 0 | 0 | 18197.2408 | 0.07
3361 | Ventilation |  |  | Uniform | [6 empty] | 0.0 |  |  | 0.7 | 0 | [16 empty] | 0 | 0 | 0 | 0 | 0 | 0 | 0 | 0 | 0 | 0 | 0 | 0 | 0 | 0 | 0
3362 | Ventilation |  |  | Uniform | [6 empty] | 0.0 |  |  | 0.7 | 0 | [16 empty] | 0 | 0 | 0 | 0 | 0 | 0 | 0 | 0 | 0 | 0 | 0 | 0 | 0 | 0 | 0
3363 | Ventilation |  |  | Uniform | [6 empty] | 0.0 |  |  | 0.7 | 0 | [16 empty] | 0 | 0 | 0 | 0 | 0 | 0 | 0 | 0 | 0 | 0 | 0 | 0 | 0 | 0 | 0
3364 | Ventilation |  |  | Uniform | [6 empty] | 0.0 |  |  | 0.7 | 0 | [16 empty] | 0 | 0 | 0 | 0 | 0 | 0 | 0 | 0 | 0 | 0 | 0 | 0 | 0 | 0 | 0
3365 | Ventilation |  |  | Uniform | [6 empty] | 0.0 |  |  | 0.7 | 0 | [16 empty] | 0 | 0 | 0 | 0 | 0 | 0 | 0 | 0 | 0 | 0 | 0 | 0 | 0 | 0 | 0
3366 | Ventilation |  |  | Uniform | [6 empty] | 0.0 |  |  | 0.7 | 0 | [16 empty] | 0 | 0 | 0 | 0 | 0 | 0 | 0 | 0 | 0 | 0 | 0 | 0 | 0 | 0 | 0
3367 | Ventilation |  |  | Uniform | [6 empty] | 0.0 |  |  | 0.7 | 0 | [16 empty] | 0 | 0 | 0 | 0 | 0 | 0 | 0 | 0 | 0 | 0 | 0 | 0 | 0 | 0 | 0
3368 | Ventilation |  |  | Uniform | [6 empty] | 0.0 |  |  | 0.7 | 0 | [16 empty] | 0 | 0 | 0 | 0 | 0 | 0 | 0 | 0 | 0 | 0 | 0 | 0 | 0 | 0 | 0
3369 | Ventilation |  |  | Uniform | [6 empty] | 0.0 |  |  | 0.7 | 0 | [16 empty] | 0 | 0 | 0 | 0 | 0 | 0 | 0 | 0 | 0 | 0 | 0 | 0 | 0 | 0 | 0
3370 | Ventilation |  |  | Uniform | [6 empty] | 0.0 |  |  | 0.7 | 0 | [16 empty] | 0 | 0 | 0 | 0 | 0 | 0 | 0 | 0 | 0 | 0 | 0 | 0 | 0 | 0 | 0
3371 | Ventilation |  |  | Uniform | [6 empty] | 0.0 |  |  | 0.7 | 0 | [16 empty] | 0 | 0 | 0 | 0 | 0 | 0 | 0 | 0 | 0 | 0 | 0 | 0 | 0 | 0 | 0
3372 | Ventilation |  |  | Uniform | [6 empty] | 0.0 |  |  | 0.7 | 0 | [16 empty] | 0 | 0 | 0 | 0 | 0 | 0 | 0 | 0 | 0 | 0 | 0 | 0 | 0 | 0 | 0
3373 | Ventilation |  |  | Uniform | [6 empty] | 0.0 |  |  | 0.7 | 0 | [16 empty] | 0 | 0 | 0 | 0 | 0 | 0 | 0 | 0 | 0 | 0 | 0 | 0 | 0 | 0 | 0
3374 | Ventilation |  |  | Uniform | [6 empty] | 0.0 |  |  | 0.7 | 0 | [16 empty] | 0 | 0 | 0 | 0 | 0 | 0 | 0 | 0 | 0 | 0 | 0 | 0 | 0 | 0 | 0
3375 | Ventilation |  |  | Uniform | [6 empty] | 0.0 |  |  | 0.7 | 0 | [16 empty] | 0 | 0 | 0 | 0 | 0 | 0 | 0 | 0 | 0 | 0 | 0 | 0 | 0 | 0 | 0
3376 | Ventilation |  |  | Uniform | [6 empty] | 0.0 |  |  | 0.7 | 0 | [16 empty] | 0 | 0 | 0 | 0 | 0 | 0 | 0 | 0 | 0 | 0 | 0 | 0 | 0 | 0 | 0
3377 | Ventilation |  |  | Uniform | [6 empty] | 0.0 |  |  | 0.7 | 0 | [16 empty] | 0 | 0 | 0 | 0 | 0 | 0 | 0 | 0 | 0 | 0 | 0 | 0 | 0 | 0 | 0
3378 | Ventilation |  |  | Uniform | [6 empty] | 0.0 |  |  | 0.7 | 0 | [16 empty] | 0 | 0 | 0 | 0 | 0 | 0 | 0 | 0 | 0 | 0 | 0 | 0 | 0 | 0 | 0
3379 | Ventilation |  |  | Uniform | [6 empty] | 0.0 |  |  | 0.7 | 0 | [16 empty] | 0 | 0 | 0 | 0 | 0 | 0 | 0 | 0 | 0 | 0 | 0 | 0 | 0 | 0 | 0
3380 | Ventilation |  |  | Uniform | [6 empty] | 0.0 |  |  | 0.7 | 0 | [16 empty] | 0 | 0 | 0 | 0 | 0 | 0 | 0 | 0 | 0 | 0 | 0 | 0 | 0 | 0 | 0
3381 | Ventilation |  |  | Uniform | [6 empty] | 0.0 |  |  | 0.7 | 0 | [16 empty] | 0 | 0 | 0 | 0 | 0 | 0 | 0 | 0 | 0 | 0 | 0 | 0 | 0 | 0 | 0
3382 | Ventilation |  |  | Uniform | [6 empty] | 0.0 |  |  | 0.7 | 0 | [16 empty] | 0 | 0 | 0 | 0 | 0 | 0 | 0 | 0 | 0 | 0 | 0 | 0 | 0 | 0 | 0
3383 | Ventilation |  |  | Uniform | [6 empty] | 0.0 |  |  | 0.7 | 0 | [16 empty] | 0 | 0 | 0 | 0 | 0 | 0 | 0 | 0 | 0 | 0 | 0 | 0 | 0 | 0 | 0
3384 | Ventilation |  |  | Uniform | [6 empty] | 0.0 |  |  | 0.7 | 0 | [16 empty] | 0 | 0 | 0 | 0 | 0 | 0 | 0 | 0 | 0 | 0 | 0 | 0 | 0 | 0 | 0
3385 | Ventilation |  |  | Uniform | [6 empty] | 0.0 |  |  | 0.7 | 0 | [16 empty] | 0 | 0 | 0 | 0 | 0 | 0 | 0 | 0 | 0 | 0 | 0 | 0 | 0 | 0 | 0
3386 | Ventilation |  |  | Uniform | [6 empty] | 0.0 |  |  | 0.7 | 0 | [16 empty] | 0 | 0 | 0 | 0 | 0 | 0 | 0 | 0 | 0 | 0 | 0 | 0 | 0 | 0 | 0
3387 | Ventilation |  |  | Uniform | [6 empty] | 0.0 |  |  | 0.7 | 0 | [16 empty] | 0 | 0 | 0 | 0 | 0 | 0 | 0 | 0 | 0 | 0 | 0 | 0 | 0 | 0 | 0
3388 | Ventilation |  |  | Uniform | [6 empty] | 0.0 |  |  | 0.7 | 0 | [16 empty] | 0 | 0 | 0 | 0 | 0 | 0 | 0 | 0 | 0 | 0 | 0 | 0 | 0 | 0 | 0
3389 | CRU |  |  | Uniform | [6 empty] | 0.0 |  |  | 0.7 |  |  | 1 | All Day | 24.0 | 744 | 672 | 744 | 720 | 744 | 720 | 744 | 744 | 720 | 744 | 720 | 744 | 0 | 0 | 0 | 0 | 0 | 0 | 0 | 0 | 0 | 0 | 0 | 0 | 0 | 0 | 0
3390 | LDES | Distric Loop Circ Pumps (heating) | [8 empty] | 0.0 |  |  | 0.7 | 0 | [16 empty] | 14109.298 | 8265.7519 | 2630.0248 | 385.9186 | 18.572 | 3.2873 | 0.92603 | 3.0281 | 3.7446 | 59.234 | 6326.0051 | 15404.2598 | 0 | 47210.0502 | 0
3391 | Heat Pump (Heating) | Local HPs (heating) | [8 empty] | 0.0 |  |  | 0.7 | 0 | [16 empty] | 37490.5417 | 21963.3546 | 6988.3743 | 1025.4442 | 49.3487 | 8.7349 | 2.4606 | 8.046 | 8.068 | 442.5442 | 16809.1537 | 40931.4514 | 0 | 125727.5223 | 0
3392 | Pump | pump | PDHWR-1 | Uniform | [6 empty] | 0.0 |  |  | 0.7 | 0 |  | 1 |  | 24.0 | 744 | 672 | 744 | 720 | 744 | 720 | 744 | 744 | 720 | 744 | 720 | 744 | 0 | 0 | 0 | 0 | 0 | 0 | 0 | 0 | 0 | 0 | 0 | 0 | 0 | 0 | 0
3393 | Electric heating | Unit Heater |  | Uniform | [6 empty] | 0.0 |  |  | 0.7 | 2 |  | 0 | [26 empty] | 0 | 0 | 0
3394 | Electric heating | Electric cabinet heater | ECH-2 | Heating 1 | [6 empty] | 0.0 |  |  | 0.7 | 1.5 |  | 0 | All Day | 24.0 | 0 | 0 | 0 | 0 | 0 | 0 | 0 | 0 | 0 | 0 | 0 | 0 | 0 | 0 | 0 | 0 | 0 | 0 | 0 | 0 | 0 | 0 | 0 | 0 | 0 | 0 | 0
3395 | Electric heating | Electric baseboard | EBH-2 | Heating 1 | [6 empty] | 0.0 |  |  | 0.7 | 2.5 |  | 0 | All Day | 24.0 | 0 | 0 | 0 | 0 | 0 | 0 | 0 | 0 | 0 | 0 | 0 | 0 | 0 | 0 | 0 | 0 | 0 | 0 | 0 | 0 | 0 | 0 | 0 | 0 | 0 | 0 | 0
3396 | Electric heating | Electric baseboard | EBH-3 | Heating 1 | [6 empty] | 0.0 |  |  | 0.7 | 2.5 |  | 0 | All Day | 24.0 | 0 | 0 | 0 | 0 | 0 | 0 | 0 | 0 | 0 | 0 | 0 | 0 | 0 | 0 | 0 | 0 | 0 | 0 | 0 | 0 | 0 | 0 | 0 | 0 | 0 | 0 | 0
3397 | Electric heating | Electric unit heater | UH-101 | Heating 1 | [6 empty] | 0.0 |  |  | 0.7 | 2 |  | 0 | All Day | 24.0 | 0 | 0 | 0 | 0 | 0 | 0 | 0 | 0 | 0 | 0 | 0 | 0 | 0 | 0 | 0 | 0 | 0 | 0 | 0 | 0 | 0 | 0 | 0 | 0 | 0 | 0 | 0
3398 | Electric heating | Electric unit heater | UH-102 | Heating 1 | [6 empty] | 0.0 |  |  | 0.7 | 2 |  | 0 | All Day | 24.0 | 0 | 0 | 0 | 0 | 0 | 0 | 0 | 0 | 0 | 0 | 0 | 0 | 0 | 0 | 0 | 0 | 0 | 0 | 0 | 0 | 0 | 0 | 0 | 0 | 0 | 0 | 0
3399 | LDES | GEO Plant (heating) | [8 empty] | 0.0 |  |  | 0.7 | 0 | [16 empty] | 2772.5369 | 3733.2492 | 3538.5425 | 4699.6598 | 2581.4605 | 3781.0642 | 1783.3791 | 1377.6865 | 4353.3511 | 5620.8977 | 5367.1402 | 4981.1504 | 0 | 44590.118 | 0
3400 | Heat Pump (Heating) | Local HPs (heating) | [8 empty] | 0.0 |  |  | 0.7 | 0 | [16 empty] | 7367.0503 | 9919.8084 | 9402.4433 | 12487.7078 | 6859.3316 | 10046.8602 | 4738.7083 | 3660.7218 | 11567.5133 | 14935.5764 | 14261.3044 | 13235.671 | 0 | 118482.6969 | 0
3401 | Ventilation | [9 empty] | 0.0 |  |  | 0.7 | 0 | [16 empty] | 0 | 0 | 0 | 0 | 0 | 0 | 0 | 0 | 0 | 0 | 0 | 0 | 0 | 495111.8817 | 0.37038
3402 | Pump | [9 empty] | 0.0 |  |  | 0.7 | 0 | [16 empty] | 0 | 0 | 0 | 0 | 0 | 0 | 0 | 0 | 0 | 0 | 0 | 0 | 0 | 19805.4194 | 0.014816
3403 | Electric heating | [9 empty] | 0.0 |  |  | 0.7 | 0 | [16 empty] | 0 | 0 | 0 | 0 | 0 | 0 | 0 | 0 | 0 | 0 | 0 | 0 | 0 | 66069.9944 | 0.049425
3404 | AC system | [9 empty] | 0.0 |  |  | 0.7 | 0 | [16 empty] | 0 | 0 | 0 | 0 | 0 | 0 | 0 | 0 | 0 | 0 | 0 | 0 | 0 | 91257.3435 | 0.068267
3405 | Heat pump | [9 empty] | 0.0 |  |  | 0.7 | 0 | [16 empty] | 0 | 0 | 0 | 0 | 0 | 0 | 0 | 0 | 0 | 0 | 0 | 0 | 0 | 55993.288 | 0.041887
3406 | Lighting | [9 empty] | 0.0 |  |  | 0.7 | 0 | [16 empty] | 0 | 0 | 0 | 0 | 0 | 0 | 0 | 0 | 0 | 0 | 0 | 0 | 0 | 411169.3798 | 0.30758
3407 | Plug Load | [9 empty] | 0.0 |  |  | 0.7 | 0 | [16 empty] | 0 | 0 | 0 | 0 | 0 | 0 | 0 | 0 | 0 | 0 | 0 | 0 | 0 | 197361.3023 | 0.14764
3408 | Ventilation | [9 empty] | 0.0 |  |  | 0.7 | 0 | [16 empty] | 0 | 0 | 0 | 0 | 0 | 0 | 0 | 0 | 0 | 0 | 0 | 0 | 0 | 12797.7114 | 0.22293
3409 | Pump | [9 empty] | 0.0 |  |  | 0.7 | 0 | [16 empty] | 0 | 0 | 0 | 0 | 0 | 0 | 0 | 0 | 0 | 0 | 0 | 0 | 0 | 0 | 0
3410 | Domestic hot water | [9 empty] | 0.0 |  |  | 0.7 | 0 | [16 empty] | 0 | 0 | 0 | 0 | 0 | 0 | 0 | 0 | 0 | 0 | 0 | 0 | 0 | 4631.8795 | 0.080686
3411 | AC system | [9 empty] | 0.0 |  |  | 0.7 | 0 | [16 empty] | 0 | 0 | 0 | 0 | 0 | 0 | 0 | 0 | 0 | 0 | 0 | 0 | 0 | 613.2288 | 0.010682
3412 | Heat pump | [9 empty] | 0.0 |  |  | 0.7 | 0 | [16 empty] | 0 | 0 | 0 | 0 | 0 | 0 | 0 | 0 | 0 | 0 | 0 | 0 | 0 | 11010.7798 | 0.1918
3413 | Lighting | [9 empty] | 0.0 |  |  | 0.7 | 0 | [16 empty] | 0 | 0 | 0 | 0 | 0 | 0 | 0 | 0 | 0 | 0 | 0 | 0 | 0 | 23627.3887 | 0.41158
3414 | Plug Load | [9 empty] | 0.0 |  |  | 0.7 | 0 | [16 empty] | 0 | 0 | 0 | 0 | 0 | 0 | 0 | 0 | 0 | 0 | 0 | 0 | 0 | 4725.4777 | 0.082316
3415 | Unit Heater | Infrared Heater |  | Heating 1 | [6 empty] | 0.0 |  |  | 0.7 | 0 |  | 0 | [14 empty] | 0 | 0 | 0 | 0 | 0 | 0 | 0 | 0 | 0 | 0 | 0 | 0 | 0 | 0 | 0
3416 | Unit Heater | Infrared Heater |  | Heating 1 | [6 empty] | 0.0 |  |  | 0.7 | 0 |  | 0 | [14 empty] | 0 | 0 | 0 | 0 | 0 | 0 | 0 | 0 | 0 | 0 | 0 | 0 | 0 | 0 | 0
3417 | Ventilation | [9 empty] | 0.0 |  |  | 0.7 | [17 empty] | 0 | 0 | 0 | 0 | 0 | 0 | 0 | 0 | 0 | 0 | 0 | 0 | 0 | 0 | 0
3418 | Electric heating | [9 empty] | 0.0 |  |  | 0.7 | [17 empty] | 0 | 0 | 0 | 0 | 0 | 0 | 0 | 0 | 0 | 0 | 0 | 0 | 0 | 0 | 0
3419 | Electric heating | [9 empty] | 0.0 |  |  | 0.7 | [17 empty] | 0 | 0 | 0 | 0 | 0 | 0 | 0 | 0 | 0 | 0 | 0 | 0 | 0 | 0 | 0
3420 | Ventilation | [9 empty] | 0.0 |  |  | 0.7 | [17 empty] | 0 | 0 | 0 | 0 | 0 | 0 | 0 | 0 | 0 | 0 | 0 | 0 | 0 | 0 | 0
3421 | Heat pump | [9 empty] | 0.0 |  |  | 0.7 | [17 empty] | 0 | 0 | 0 | 0 | 0 | 0 | 0 | 0 | 0 | 0 | 0 | 0 | 0 | 0 | 0
3422 | AC system | [9 empty] | 0.0 |  |  | 0.7 | [17 empty] | 0 | 0 | 0 | 0 | 0 | 0 | 0 | 0 | 0 | 0 | 0 | 0 | 0 | 0 | 0
3423 | Domestic hot water | [9 empty] | 0.0 |  |  | 0.7 | [17 empty] | 0 | 0 | 0 | 0 | 0 | 0 | 0 | 0 | 0 | 0 | 0 | 0 | 0 | 0 | 0
3424 | Ventilation | [9 empty] | 0.0 |  |  | 0.7 | [17 empty] | 0 | 0 | 0 | 0 | 0 | 0 | 0 | 0 | 0 | 0 | 0 | 0 | 0 | 0 | 0
3425 | Domestic hot water | [9 empty] | 0.0 |  |  | 0.7 | [17 empty] | 0 | 0 | 0 | 0 | 0 | 0 | 0 | 0 | 0 | 0 | 0 | 0 | 0 | 0 | 0
3426 | Domestic hot water | [9 empty] | 0.0 |  |  | 0.7 | [17 empty] | 0 | 0 | 0 | 0 | 0 | 0 | 0 | 0 | 0 | 0 | 0 | 0 | 0 | 0 | 0
3427 | Electric heating | [9 empty] | 0.0 |  |  | 0.7 | [17 empty] | 0 | 0 | 0 | 0 | 0 | 0 | 0 | 0 | 0 | 0 | 0 | 0 | 0 | 0 | 0
3428 | Softball Concession | [9 empty] | 0.0 |  |  | 0.7 | [17 empty] | 0 | 0 | 0 | 0 | 0 | 0 | 0 | 0 | 0 | 0 | 0 | 0 | 0 | 0 | 0
3429 | Ventilation | [9 empty] | 0.0 |  |  | 0.7 | 0 | [16 empty] | 0 | 0 | 0 | 0 | 0 | 0 | 0 | 0 | 0 | 0 | 0 | 0 | 0 | 0 | 0
3430 | Pump | Reheat Pump | P6 | Heating 1 | [5 empty] | 3.5 | 0.0 |  |  | 0.7 | 0 |  |  | Occupied | 16.75 | 0 | 0 | 0 | 0 | 0 | 0 | 0 | 0 | 0 | 0 | 0 | 0 | 0 | 0 | 0 | 0 | 0 | 0 | 0 | 0 | 0 | 0 | 0 | 0 | 0 | 0 | 0
3431 | Ventilation | EF | A9EF18AS | Uniform | [6 empty] | 0.0 |  |  | 0.7 | 0 |  | 1 | Occupied | 16.75 | 519.25 | 469 | 519.25 | 502.5 | 519.25 | 502.5 | 519.25 | 519.25 | 502.5 | 519.25 | 502.5 | 519.25 | 0 | 0 | 0 | 0 | 0 | 0 | 0 | 0 | 0 | 0 | 0 | 0 | 0 | 0 | 0
3432 | Ventilation | EF | A9EF18BS | Uniform | [6 empty] | 0.0 |  |  | 0.7 | 0 |  | 1 | Occupied | 16.75 | 519.25 | 469 | 519.25 | 502.5 | 519.25 | 502.5 | 519.25 | 519.25 | 502.5 | 519.25 | 502.5 | 519.25 | 0 | 0 | 0 | 0 | 0 | 0 | 0 | 0 | 0 | 0 | 0 | 0 | 0 | 0 | 0
3433 | Ventilation | EF | A3EF21A | Uniform | [6 empty] | 0.0 |  |  | 0.7 | 0 |  | 1 | Occupied | 16.75 | 519.25 | 469 | 519.25 | 502.5 | 519.25 | 502.5 | 519.25 | 519.25 | 502.5 | 519.25 | 502.5 | 519.25 | 0 | 0 | 0 | 0 | 0 | 0 | 0 | 0 | 0 | 0 | 0 | 0 | 0 | 0 | 0
3434 | Ventilation | EF | A3EF21B | Uniform | [6 empty] | 0.0 |  |  | 0.7 | 0 |  | 1 | Occupied | 16.75 | 519.25 | 469 | 519.25 | 502.5 | 519.25 | 502.5 | 519.25 | 519.25 | 502.5 | 519.25 | 502.5 | 519.25 | 0 | 0 | 0 | 0 | 0 | 0 | 0 | 0 | 0 | 0 | 0 | 0 | 0 | 0 | 0
3435 | Ventilation | EF | A3EF22A | Uniform | [6 empty] | 0.0 |  |  | 0.7 | 0 |  | 1 | Occupied | 16.75 | 519.25 | 469 | 519.25 | 502.5 | 519.25 | 502.5 | 519.25 | 519.25 | 502.5 | 519.25 | 502.5 | 519.25 | 0 | 0 | 0 | 0 | 0 | 0 | 0 | 0 | 0 | 0 | 0 | 0 | 0 | 0 | 0
3436 | Ventilation | EF | A3EF22B | Uniform | [6 empty] | 0.0 |  |  | 0.7 | 0 |  | 1 | Occupied | 16.75 | 519.25 | 469 | 519.25 | 502.5 | 519.25 | 502.5 | 519.25 | 519.25 | 502.5 | 519.25 | 502.5 | 519.25 | 0 | 0 | 0 | 0 | 0 | 0 | 0 | 0 | 0 | 0 | 0 | 0 | 0 | 0 | 0
3437 | AC system | Compressor | CU-3 | Cooling 1 | [6 empty] | 0.0 |  |  | 0.7 | 0 |  | 0.28 | 24h 7d | 24.0 | 0 | 0 | 0 | 0 | 62.496 | 120.96 | 208.32 | 208.32 | 60.48 | 0 | 0 | 0 | 0 | 0 | 0 | 0 | 0 | 0 | 0 | 0 | 0 | 0 | 0 | 0 | 0 | 0 | 0
3438 | AC system | Condenser Fan | CU-3 | Cooling 1 | [6 empty] | 0.0 |  |  | 0.7 | 0 |  | 0.28 | 24h 7d | 24.0 | 0 | 0 | 0 | 0 | 62.496 | 120.96 | 208.32 | 208.32 | 60.48 | 0 | 0 | 0 | 0 | 0 | 0 | 0 | 0 | 0 | 0 | 0 | 0 | 0 | 0 | 0 | 0 | 0 | 0
3439 | Ventilation | [9 empty] | 0.0 |  |  | 0.7 | 0 | [16 empty] | 0 | 0 | 0 | 0 | 0 | 0 | 0 | 0 | 0 | 0 | 0 | 0 | 0 | 17457.3816 | 0.36031
3440 | Pump | [9 empty] | 0.0 |  |  | 0.7 | 0 | [16 empty] | 0 | 0 | 0 | 0 | 0 | 0 | 0 | 0 | 0 | 0 | 0 | 0 | 0 | 290.3365 | 0.0059923
3441 | Electric heating | [9 empty] | 0.0 |  |  | 0.7 | 0 | [16 empty] | 0 | 0 | 0 | 0 | 0 | 0 | 0 | 0 | 0 | 0 | 0 | 0 | 0 | 6710.1892 | 0.13849
3442 | AC system | [9 empty] | 0.0 |  |  | 0.7 | 0 | [16 empty] | 0 | 0 | 0 | 0 | 0 | 0 | 0 | 0 | 0 | 0 | 0 | 0 | 0 | 2864.1052 | 0.059113
3443 | Heat pump | [9 empty] | 0.0 |  |  | 0.7 | 0 | [16 empty] | 0 | 0 | 0 | 0 | 0 | 0 | 0 | 0 | 0 | 0 | 0 | 0 | 0 | 0 | 0
3444 | Lighting | [9 empty] | 0.0 |  |  | 0.7 | 0 | [16 empty] | 0 | 0 | 0 | 0 | 0 | 0 | 0 | 0 | 0 | 0 | 0 | 0 | 0 | 16446.0577 | 0.33943
3445 | Plug Load | [9 empty] | 0.0 |  |  | 0.7 | 0 | [16 empty] | 0 | 0 | 0 | 0 | 0 | 0 | 0 | 0 | 0 | 0 | 0 | 0 | 0 | 4683.464 | 0.096663
3446 | LDES | GEO Plant (heating) | [8 empty] | 0.0 |  |  | 0.7 | 0 | [16 empty] | 4215.2597 | 10631.2058 | 13418.2181 | 12676.7059 | 11852.8329 | 10279.0725 | 4750.0942 | 2743.0689 | 12763.5129 | 17278.5298 | 10462.7388 | 3021.2853 | 0 | 114092.5248 | 0
3447 | Ventilation | [9 empty] | 0.0 |  |  | 0.7 | 0 | [16 empty] | 0 | 0 | 0 | 0 | 0 | 0 | 0 | 0 | 0 | 0 | 0 | 0 | 0 | 44427.81 | 0.06
3448 | Pump | [9 empty] | 0.0 |  |  | 0.7 | 0 | [16 empty] | 0 | 0 | 0 | 0 | 0 | 0 | 0 | 0 | 0 | 0 | 0 | 0 | 0 | 66641.715 | 0.09
3449 | Electric heating | [9 empty] | 0.0 |  |  | 0.7 | 0 | [16 empty] | 0 | 0 | 0 | 0 | 0 | 0 | 0 | 0 | 0 | 0 | 0 | 0 | 0 | 0 | 0
3450 | AC system | [9 empty] | 0.0 |  |  | 0.7 | 0 | [16 empty] | 0 | 0 | 0 | 0 | 0 | 0 | 0 | 0 | 0 | 0 | 0 | 0 | 0 | 14809.27 | 0.02
3451 | Heat pump | [9 empty] | 0.0 |  |  | 0.7 | 0 | [16 empty] | 0 | 0 | 0 | 0 | 0 | 0 | 0 | 0 | 0 | 0 | 0 | 0 | 0 | 266566.86 | 0.36
3452 | Lighting | [9 empty] | 0.0 |  |  | 0.7 | 0 | [16 empty] | 0 | 0 | 0 | 0 | 0 | 0 | 0 | 0 | 0 | 0 | 0 | 0 | 0 | 229543.685 | 0.31
3453 | Plug Load | [9 empty] | 0.0 |  |  | 0.7 | 0 | [16 empty] | 0 | 0 | 0 | 0 | 0 | 0 | 0 | 0 | 0 | 0 | 0 | 0 | 0 | 118474.16 | 0.16
3454 | Ventilation | Supply Fan ( Makeup Air Unit) | MUA005-VTC | MUAs | 0.0 | [5 empty] | 0.0 |  |  | 0.7 | 0 |  | 1 | All Day | 24.0 | 744 | 672 | 744 | 703 | 721 | 609 | 461 | 463 | 646 | 744 | 720 | 744 | 0 | 0 | 0 | 0 | 0 | 0 | 0 | 0 | 0 | 0 | 0 | 0 | 0 | 0 | 0
3455 | Ventilation | Supply Fan ( Makeup Air Unit) | MUA007-VTC | MUAs | 0.0 | [5 empty] | 0.0 |  |  | 0.7 | 0 |  | 1 | All Day | 24.0 | 744 | 672 | 744 | 703 | 721 | 609 | 461 | 463 | 646 | 744 | 720 | 744 | 0 | 0 | 0 | 0 | 0 | 0 | 0 | 0 | 0 | 0 | 0 | 0 | 0 | 0 | 0
3456 | Miscellaneous electricity | Freezer |  | Uniform | [6 empty] | 0.0 |  |  | 0.7 | 0.40058 |  | 0.25 | All Day | 24.0 | 186 | 168 | 186 | 180 | 186 | 180 | 186 | 186 | 180 | 186 | 180 | 186 | 74.5085 | 67.298 | 74.5085 | 72.105 | 74.5085 | 72.105 | 74.5085 | 74.5085 | 72.105 | 74.5085 | 72.105 | 74.5085 | 2190 | 877.2775 | 0.22647
3457 | Miscellaneous electricity | Refrigerator |  | Uniform | [6 empty] | 0.0 |  |  | 0.7 | 0.09325 |  | 0.25 | All Day | 24.0 | 186 | 168 | 186 | 180 | 186 | 180 | 186 | 186 | 180 | 186 | 180 | 186 | 17.3445 | 15.666 | 17.3445 | 16.785 | 17.3445 | 16.785 | 17.3445 | 17.3445 | 16.785 | 17.3445 | 16.785 | 17.3445 | 2190 | 204.2175 | 0.052718
3458 | Lighting |  |  | Uniform | [6 empty] | 0.0 |  |  | 0.7 | 2.7761 |  | 1 | Occupied (Example) | 12.0 | 372 | 336 | 372 | 360 | 372 | 360 | 372 | 372 | 360 | 372 | 360 | 372 | 1032.7018 | 932.7629 | 1032.7018 | 999.3888 | 1032.7018 | 999.3888 | 1032.7018 | 1032.7018 | 999.3888 | 1032.7018 | 999.3888 | 1032.7018 | 4380 | 12159.2304 | 42.2608
3459 | Plug load |  |  | Uniform | [6 empty] | 0.0 |  |  | 0.7 | 1 |  | 1 | Occupied (Example) | 12.0 | 372 | 336 | 372 | 360 | 372 | 360 | 372 | 372 | 360 | 372 | 360 | 372 | 372 | 336 | 372 | 360 | 372 | 360 | 372 | 372 | 360 | 372 | 360 | 372 | 4380 | 4380 | 15.2232
3460 | Electric heating | Crankcase Heater |  | Uniform | [6 empty] | 0.0 |  |  | 0.7 | 2 |  | 0.5 | All Day | 24.0 | 372 | 336 | 372 | 360 | 372 | 360 | 372 | 372 | 360 | 372 | 360 | 372 | 744 | 672 | 744 | 720 | 744 | 720 | 744 | 744 | 720 | 744 | 720 | 744 | 4380 | 8760 | 2.2614
3461 | Domestic hot water | DHW |  | Uniform | [6 empty] | 0.0 |  |  | 0.7 | 3 |  | 0.5 | All Day | 24.0 | 372 | 336 | 372 | 360 | 372 | 360 | 372 | 372 | 360 | 372 | 360 | 372 | 1116 | 1008 | 1116 | 1080 | 1116 | 1080 | 1116 | 1116 | 1080 | 1116 | 1080 | 1116 | 4380 | 13140 | 1.8132
3462 | Domestic hot water | DHW |  | Uniform | [6 empty] | 0.0 |  |  | 0.7 | 3 |  | 0.5 | All Day | 24.0 | 372 | 336 | 372 | 360 | 372 | 360 | 372 | 372 | 360 | 372 | 360 | 372 | 1116 | 1008 | 1116 | 1080 | 1116 | 1080 | 1116 | 1116 | 1080 | 1116 | 1080 | 1116 | 4380 | 13140 | 1.8132
3463 | AC system | Compressor and Fan | AC-1 | Uniform | [6 empty] | 0.0 |  |  | 0.7 | 9.4145 |  | 1 |  | 24.0 | 744 | 672 | 744 | 720 | 744 | 720 | 744 | 744 | 720 | 744 | 720 | 744 | 7004.3648 | 6326.5231 | 7004.3648 | 6778.4176 | 7004.3648 | 6778.4176 | 7004.3648 | 7004.3648 | 6778.4176 | 7004.3648 | 6778.4176 | 7004.3648 | 8760 | 82470.7471 | 30.0074
3464 | AC system | Compressor and Fan | AC-3 | Uniform | [6 empty] | 0.0 |  |  | 0.7 | 10.8644 |  | 1 |  | 24.0 | 744 | 672 | 744 | 720 | 744 | 720 | 744 | 744 | 720 | 744 | 720 | 744 | 8083.1506 | 7300.9102 | 8083.1506 | 7822.4038 | 8083.1506 | 7822.4038 | 8083.1506 | 8083.1506 | 7822.4038 | 8083.1506 | 7822.4038 | 8083.1506 | 8760 | 95172.5796 | 34.629
3465 | Miscellaneous electricity | UV water treatment |  | Uniform | [6 empty] | 0.0 |  |  | 0.7 | 0.067 |  | 1 |  | 24.0 | 744 | 672 | 744 | 720 | 744 | 720 | 744 | 744 | 720 | 744 | 720 | 744 | 49.848 | 45.024 | 49.848 | 48.24 | 49.848 | 48.24 | 49.848 | 49.848 | 48.24 | 49.848 | 48.24 | 49.848 | 8760 | 586.92 | 0.081522
3466 | Miscellaneous electricity | Block Heater |  | Uniform | [6 empty] | 0.0 |  |  | 0.7 | 1.5 |  | 1 |  | 24.0 | 744 | 672 | 744 | 720 | 744 | 720 | 744 | 744 | 720 | 744 | 720 | 744 | 1116 | 1008 | 1116 | 1080 | 1116 | 1080 | 1116 | 1116 | 1080 | 1116 | 1080 | 1116 | 8760 | 13140 | 1.8251
3467 | Miscellaneous electricity | Block Heater |  | Uniform | [6 empty] | 0.0 |  |  | 0.7 | 1.5 |  | 1 |  | 24.0 | 744 | 672 | 744 | 720 | 744 | 720 | 744 | 744 | 720 | 744 | 720 | 744 | 1116 | 1008 | 1116 | 1080 | 1116 | 1080 | 1116 | 1116 | 1080 | 1116 | 1080 | 1116 | 8760 | 13140 | 1.8251
3468 | Miscellaneous electricity | Block Heater |  | Uniform | [6 empty] | 0.0 |  |  | 0.7 | 1.5 |  | 1 |  | 24.0 | 744 | 672 | 744 | 720 | 744 | 720 | 744 | 744 | 720 | 744 | 720 | 744 | 1116 | 1008 | 1116 | 1080 | 1116 | 1080 | 1116 | 1116 | 1080 | 1116 | 1080 | 1116 | 8760 | 13140 | 1.8251
3469 | Electric heating | Electric Duct Heater Stage 1 |  | Heating 1 | [6 empty] | 0.0 |  |  | 0.7 | 7.5 |  | 0.5 | RTUs | 12.0 | 148.8 | 151.2 | 93 | 54 | 0 | 0 | 4.65 | 4.65 | 54 | 83.7 | 153 | 186 | 1116 | 1134 | 697.5 | 405 | 0 | 0 | 34.875 | 34.875 | 405 | 627.75 | 1147.5 | 1395 | 933 | 6997.5 | 23.3247
3470 | Domestic hot water | Electric Boiler |  | Uniform | [6 empty] | 0.0 |  |  | 0.7 | 20 |  | 1 | 8h - 19h | 11.0 | 341 | 308 | 341 | 330 | 341 | 330 | 341 | 341 | 330 | 341 | 330 | 341 | 6820 | 6160 | 6820 | 6600 | 6820 | 6600 | 6820 | 6820 | 6600 | 6820 | 6600 | 6820 | 4015 | 80300 | 3.1866
3471 | Domestic hot water | Electric boiler |  | Uniform | [6 empty] | 0.0 |  |  | 0.7 | 1.6 |  | 0.05 | All Day | 24.0 | 37.2 | 33.6 | 37.2 | 36 | 37.2 | 36 | 37.2 | 37.2 | 36 | 37.2 | 36 | 37.2 | 59.52 | 53.76 | 59.52 | 57.6 | 59.52 | 57.6 | 59.52 | 59.52 | 57.6 | 59.52 | 57.6 | 59.52 | 438 | 700.8 | 2.5562
3472 | Domestic hot water | Hot water tank | HWT-2 | Uniform | [6 empty] | 0.0 |  |  | 0.7 | 6 |  | 0.05 | All Day | 24.0 | 37.2 | 33.6 | 37.2 | 36 | 37.2 | 36 | 37.2 | 37.2 | 36 | 37.2 | 36 | 37.2 | 223.2 | 201.6 | 223.2 | 216 | 223.2 | 216 | 223.2 | 223.2 | 216 | 223.2 | 216 | 223.2 | 438 | 2628 | 1.2336
3473 | Domestic hot water | DHW |  | Uniform | [6 empty] | 0.0 |  |  | 0.7 | 6 |  | 0.1 | All Day | 24.0 | 74.4 | 67.2 | 74.4 | 72 | 74.4 | 72 | 74.4 | 74.4 | 72 | 74.4 | 72 | 74.4 | 446.4 | 403.2 | 446.4 | 432 | 446.4 | 432 | 446.4 | 446.4 | 432 | 446.4 | 432 | 446.4 | 876 | 5256 | 1.9636
3474 | Domestic hot water | Water Heater |  | Uniform | [6 empty] | 0.0 |  |  | 0.7 | 3 |  | 0.1 | All Day | 24.0 | 74.4 | 67.2 | 74.4 | 72 | 74.4 | 72 | 74.4 | 74.4 | 72 | 74.4 | 72 | 74.4 | 223.2 | 201.6 | 223.2 | 216 | 223.2 | 216 | 223.2 | 223.2 | 216 | 223.2 | 216 | 223.2 | 876 | 2628 | 8.7599
3475 | Domestic Hot Water | DHW | DHW-3 | Uniform | [6 empty] | 0.0 |  |  | 0.7 | 13.5 |  | 0.1 | 24/7 | 24.0 | 74.4 | 67.2 | 74.4 | 72 | 74.4 | 72 | 74.4 | 74.4 | 72 | 74.4 | 72 | 74.4 | 1004.4 | 907.2 | 1004.4 | 972 | 1004.4 | 972 | 1004.4 | 1004.4 | 972 | 1004.4 | 972 | 1004.4 | 876 | 11826 | 1.1841
3476 | Domestic Hot Water | DHW | DHW-4 | Uniform | [6 empty] | 0.0 |  |  | 0.7 | 1.5 |  | 0.1 | 24/7 | 24.0 | 74.4 | 67.2 | 74.4 | 72 | 74.4 | 72 | 74.4 | 74.4 | 72 | 74.4 | 72 | 74.4 | 111.6 | 100.8 | 111.6 | 108 | 111.6 | 108 | 111.6 | 111.6 | 108 | 111.6 | 108 | 111.6 | 876 | 1314 | 0.13156
3477 | Domestic Hot Water | DHW | DHW-5 | Uniform | [6 empty] | 0.0 |  |  | 0.7 | 3 |  | 0.1 | 24/7 | 24.0 | 74.4 | 67.2 | 74.4 | 72 | 74.4 | 72 | 74.4 | 74.4 | 72 | 74.4 | 72 | 74.4 | 223.2 | 201.6 | 223.2 | 216 | 223.2 | 216 | 223.2 | 223.2 | 216 | 223.2 | 216 | 223.2 | 876 | 2628 | 0.26313
3478 | Domestic hot water | Hot Water Heater |  | Uniform | [6 empty] | 0.0 |  |  | 0.7 | 4.5 |  | 0.1 |  | 24.0 | 74.4 | 67.2 | 74.4 | 72 | 74.4 | 72 | 74.4 | 74.4 | 72 | 74.4 | 72 | 74.4 | 334.8 | 302.4 | 334.8 | 324 | 334.8 | 324 | 334.8 | 334.8 | 324 | 334.8 | 324 | 334.8 | 876 | 3942 | 0.54754
3479 | Domestic hot water | DHW Heater | DHWT-1 | Uniform | [6 empty] | 0.0 |  |  | 0.7 | 1.5 |  | 0.1 | All Day | 24.0 | 74.4 | 67.2 | 74.4 | 72 | 74.4 | 72 | 74.4 | 74.4 | 72 | 74.4 | 72 | 74.4 | 111.6 | 100.8 | 111.6 | 108 | 111.6 | 108 | 111.6 | 111.6 | 108 | 111.6 | 108 | 111.6 | 876 | 1314 | 2.0443
3480 | Domestic hot water | DHW Heater | DHWT-2 | Uniform | [6 empty] | 0.0 |  |  | 0.7 | 3 |  | 0.1 | All Day | 24.0 | 74.4 | 67.2 | 74.4 | 72 | 74.4 | 72 | 74.4 | 74.4 | 72 | 74.4 | 72 | 74.4 | 223.2 | 201.6 | 223.2 | 216 | 223.2 | 216 | 223.2 | 223.2 | 216 | 223.2 | 216 | 223.2 | 876 | 2628 | 4.0887
3481 | Domestic hot water | DHW Heater | DHWT-3 | Uniform | [6 empty] | 0.0 |  |  | 0.7 | 3 |  | 0.1 | All Day | 24.0 | 74.4 | 67.2 | 74.4 | 72 | 74.4 | 72 | 74.4 | 74.4 | 72 | 74.4 | 72 | 74.4 | 223.2 | 201.6 | 223.2 | 216 | 223.2 | 216 | 223.2 | 223.2 | 216 | 223.2 | 216 | 223.2 | 876 | 2628 | 4.0887
3482 | Domestic hot water | Electric DHW Tank |  | Uniform | [6 empty] | 0.0 |  |  | 0.7 | 6 |  | 0.2 | All Day | 24.0 | 148.8 | 134.4 | 148.8 | 144 | 148.8 | 144 | 148.8 | 148.8 | 144 | 148.8 | 144 | 148.8 | 892.8 | 806.4 | 892.8 | 864 | 892.8 | 864 | 892.8 | 892.8 | 864 | 892.8 | 864 | 892.8 | 1752 | 10512 | 1.2947
3483 | Domestic hot water | Electric DHW Tank |  | Uniform | [6 empty] | 0.0 |  |  | 0.7 | 6 |  | 0.2 | All Day | 24.0 | 148.8 | 134.4 | 148.8 | 144 | 148.8 | 144 | 148.8 | 148.8 | 144 | 148.8 | 144 | 148.8 | 892.8 | 806.4 | 892.8 | 864 | 892.8 | 864 | 892.8 | 892.8 | 864 | 892.8 | 864 | 892.8 | 1752 | 10512 | 1.2947
3484 | Domestic hot water | Electric DHW Tank |  | Uniform | [6 empty] | 0.0 |  |  | 0.7 | 6 |  | 0.2 | All Day | 24.0 | 148.8 | 134.4 | 148.8 | 144 | 148.8 | 144 | 148.8 | 148.8 | 144 | 148.8 | 144 | 148.8 | 892.8 | 806.4 | 892.8 | 864 | 892.8 | 864 | 892.8 | 892.8 | 864 | 892.8 | 864 | 892.8 | 1752 | 10512 | 1.2947
3485 | Domestic hot water | Electric DHW Tank |  | Uniform | [6 empty] | 0.0 |  |  | 0.7 | 6 |  | 0.2 | All Day | 24.0 | 148.8 | 134.4 | 148.8 | 144 | 148.8 | 144 | 148.8 | 148.8 | 144 | 148.8 | 144 | 148.8 | 892.8 | 806.4 | 892.8 | 864 | 892.8 | 864 | 892.8 | 892.8 | 864 | 892.8 | 864 | 892.8 | 1752 | 10512 | 1.2947
3486 | Domestic hot water | Electric DHW Tank |  | Uniform | [6 empty] | 0.0 |  |  | 0.7 | 15 |  | 0.2 | All Day | 24.0 | 148.8 | 134.4 | 148.8 | 144 | 148.8 | 144 | 148.8 | 148.8 | 144 | 148.8 | 144 | 148.8 | 2232 | 2016 | 2232 | 2160 | 2232 | 2160 | 2232 | 2232 | 2160 | 2232 | 2160 | 2232 | 1752 | 26280 | 3.2368
3487 | Domestic hot water | Electric DHW Tank |  | Uniform | [6 empty] | 0.0 |  |  | 0.7 | 3 |  | 0.2 | All Day | 24.0 | 148.8 | 134.4 | 148.8 | 144 | 148.8 | 144 | 148.8 | 148.8 | 144 | 148.8 | 144 | 148.8 | 446.4 | 403.2 | 446.4 | 432 | 446.4 | 432 | 446.4 | 446.4 | 432 | 446.4 | 432 | 446.4 | 1752 | 5256 | 0.64736
3488 | Domestic hot water | Electric DHW Tank |  | Uniform | [6 empty] | 0.0 |  |  | 0.7 | 6 |  | 0.2 | All Day | 24.0 | 148.8 | 134.4 | 148.8 | 144 | 148.8 | 144 | 148.8 | 148.8 | 144 | 148.8 | 144 | 148.8 | 892.8 | 806.4 | 892.8 | 864 | 892.8 | 864 | 892.8 | 892.8 | 864 | 892.8 | 864 | 892.8 | 1752 | 10512 | 1.2947
3489 | Domestic hot water | Electric DHW Tank |  | Uniform | [6 empty] | 0.0 |  |  | 0.7 | 6 |  | 0.2 | All Day | 24.0 | 148.8 | 134.4 | 148.8 | 144 | 148.8 | 144 | 148.8 | 148.8 | 144 | 148.8 | 144 | 148.8 | 892.8 | 806.4 | 892.8 | 864 | 892.8 | 864 | 892.8 | 892.8 | 864 | 892.8 | 864 | 892.8 | 1752 | 10512 | 1.2947
3490 | Domestic hot water | Electric DHW Tank |  | Uniform | [6 empty] | 0.0 |  |  | 0.7 | 6 |  | 0.2 | All Day | 24.0 | 148.8 | 134.4 | 148.8 | 144 | 148.8 | 144 | 148.8 | 148.8 | 144 | 148.8 | 144 | 148.8 | 892.8 | 806.4 | 892.8 | 864 | 892.8 | 864 | 892.8 | 892.8 | 864 | 892.8 | 864 | 892.8 | 1752 | 10512 | 1.2947
3491 | Domestic hot water | Electric DHW Tank |  | Uniform | [6 empty] | 0.0 |  |  | 0.7 | 6 |  | 0.2 | All Day | 24.0 | 148.8 | 134.4 | 148.8 | 144 | 148.8 | 144 | 148.8 | 148.8 | 144 | 148.8 | 144 | 148.8 | 892.8 | 806.4 | 892.8 | 864 | 892.8 | 864 | 892.8 | 892.8 | 864 | 892.8 | 864 | 892.8 | 1752 | 10512 | 1.2947
3492 | Domestic hot water | Electric DHW Tank |  | Uniform | [6 empty] | 0.0 |  |  | 0.7 | 15 |  | 0.2 | All Day | 24.0 | 148.8 | 134.4 | 148.8 | 144 | 148.8 | 144 | 148.8 | 148.8 | 144 | 148.8 | 144 | 148.8 | 2232 | 2016 | 2232 | 2160 | 2232 | 2160 | 2232 | 2232 | 2160 | 2232 | 2160 | 2232 | 1752 | 26280 | 3.2368
3493 | Domestic hot water | Electric DHW Tank |  | Uniform | [6 empty] | 0.0 |  |  | 0.7 | 3 |  | 0.2 | All Day | 24.0 | 148.8 | 134.4 | 148.8 | 144 | 148.8 | 144 | 148.8 | 148.8 | 144 | 148.8 | 144 | 148.8 | 446.4 | 403.2 | 446.4 | 432 | 446.4 | 432 | 446.4 | 446.4 | 432 | 446.4 | 432 | 446.4 | 1752 | 5256 | 0.64736
3494 | Domestic hot water | Hot Water Heater |  | Uniform | [6 empty] | 0.0 |  |  | 0.7 | 1.5 |  | 0.2 |  | 24.0 | 148.8 | 134.4 | 148.8 | 144 | 148.8 | 144 | 148.8 | 148.8 | 144 | 148.8 | 144 | 148.8 | 223.2 | 201.6 | 223.2 | 216 | 223.2 | 216 | 223.2 | 223.2 | 216 | 223.2 | 216 | 223.2 | 1752 | 2628 | 0.36502
3495 | Humidification-Steam | Electric Boiler | B-1 | B-1 | [6 empty] | 0.0 |  |  | 0.7 | 300 |  | 0.2 | All Day | 24.0 | 148.8 | 134.4 | 148.8 | 144 | 148.8 | 144 | 148.8 | 148.8 | 144 | 148.8 | 144 | 148.8 | 44640 | 40320 | 44640 | 43200 | 44640 | 43200 | 44640 | 44640 | 43200 | 44640 | 43200 | 44640 | 1752 | 525600 | 20.8578
3496 | Kitchen |  |  | Uniform | [6 empty] | 0.0 |  |  | 0.7 | 8.2 |  | 1 | All Day | 5.0 | 155 | 140 | 155 | 150 | 155 | 150 | 155 | 155 | 150 | 155 | 150 | 155 | 1271 | 1148 | 1271 | 1230 | 1271 | 1230 | 1271 | 1271 | 1230 | 1271 | 1230 | 1271 | 1825 | 14965 | 8.641
3497 | Domestic hot water | DHW tank heater |  | Uniform | [6 empty] | 0.0 |  |  | 0.7 | 4.5 |  | 0.15 | All Day | 24.0 | 111.6 | 100.8 | 111.6 | 108 | 111.6 | 108 | 111.6 | 111.6 | 108 | 111.6 | 108 | 111.6 | 502.2 | 453.6 | 502.2 | 486 | 502.2 | 486 | 502.2 | 502.2 | 486 | 502.2 | 486 | 502.2 | 1314 | 5913 | 2.1651
3498 | Domestic hot water | DHW Heater |  | Uniform | [6 empty] | 0.0 |  |  | 0.7 | 1.5 |  | 0.15 | All Day | 24.0 | 111.6 | 100.8 | 111.6 | 108 | 111.6 | 108 | 111.6 | 111.6 | 108 | 111.6 | 108 | 111.6 | 167.4 | 151.2 | 167.4 | 162 | 167.4 | 162 | 167.4 | 167.4 | 162 | 167.4 | 162 | 167.4 | 1314 | 1971 | 1.8339
3499 | Domestic hot water | DHW Heater |  | Uniform | [6 empty] | 0.0 |  |  | 0.7 | 4.5 |  | 0.15 | All Day | 24.0 | 111.6 | 100.8 | 111.6 | 108 | 111.6 | 108 | 111.6 | 111.6 | 108 | 111.6 | 108 | 111.6 | 502.2 | 453.6 | 502.2 | 486 | 502.2 | 486 | 502.2 | 502.2 | 486 | 502.2 | 486 | 502.2 | 1314 | 5913 | 5.5017
3500 | Domestic hot water | DHW Heater |  | Uniform | [6 empty] | 0.0 |  |  | 0.7 | 4.5 |  | 0.15 | All Day | 24.0 | 111.6 | 100.8 | 111.6 | 108 | 111.6 | 108 | 111.6 | 111.6 | 108 | 111.6 | 108 | 111.6 | 502.2 | 453.6 | 502.2 | 486 | 502.2 | 486 | 502.2 | 502.2 | 486 | 502.2 | 486 | 502.2 | 1314 | 5913 | 5.5017
3501 | Domestic hot water | DHW Heater |  | Uniform | [6 empty] | 0.0 |  |  | 0.7 | 3 |  | 0.15 | All Day | 24.0 | 111.6 | 100.8 | 111.6 | 108 | 111.6 | 108 | 111.6 | 111.6 | 108 | 111.6 | 108 | 111.6 | 334.8 | 302.4 | 334.8 | 324 | 334.8 | 324 | 334.8 | 334.8 | 324 | 334.8 | 324 | 334.8 | 1314 | 3942 | 3.6678
3502 | Miscellaneous electricity | Washer |  | Uniform | [6 empty] | 0.0 |  |  | 0.7 | 4.5 |  | 0.15 | All Day | 24.0 | 111.6 | 100.8 | 111.6 | 108 | 111.6 | 108 | 111.6 | 111.6 | 108 | 111.6 | 108 | 111.6 | 502.2 | 453.6 | 502.2 | 486 | 502.2 | 486 | 502.2 | 502.2 | 486 | 502.2 | 486 | 502.2 | 1314 | 5913 | 1.5264
3503 | Miscellaneous electricity | Dryer |  | Uniform | [6 empty] | 0.0 |  |  | 0.7 | 2.5 |  | 0.15 | All Day | 24.0 | 111.6 | 100.8 | 111.6 | 108 | 111.6 | 108 | 111.6 | 111.6 | 108 | 111.6 | 108 | 111.6 | 279 | 252 | 279 | 270 | 279 | 270 | 279 | 279 | 270 | 279 | 270 | 279 | 1314 | 3285 | 0.84801
3504 | Domestic hot water | DHW Heater |  | Uniform | [6 empty] | 0.0 |  |  | 0.7 | 3 |  | 0.15 | All Day | 24.0 | 111.6 | 100.8 | 111.6 | 108 | 111.6 | 108 | 111.6 | 111.6 | 108 | 111.6 | 108 | 111.6 | 334.8 | 302.4 | 334.8 | 324 | 334.8 | 324 | 334.8 | 334.8 | 324 | 334.8 | 324 | 334.8 | 1314 | 3942 | 1.0176
3505 | Domestic hot water | DHW Tank | DHWT 2 | Uniform | [6 empty] | 0.0 |  |  | 0.7 | 4.5 |  | 0.15 | All Day | 24.0 | 111.6 | 100.8 | 111.6 | 108 | 111.6 | 108 | 111.6 | 111.6 | 108 | 111.6 | 108 | 111.6 | 502.2 | 453.6 | 502.2 | 486 | 502.2 | 486 | 502.2 | 502.2 | 486 | 502.2 | 486 | 502.2 | 1314 | 5913 | 5.6354
3506 | Miscellaneous electricity | SCBA compressors |  | Uniform | [6 empty] | 0.0 |  |  | 0.7 | 6 |  | 0.15 | All Day | 24.0 | 111.6 | 100.8 | 111.6 | 108 | 111.6 | 108 | 111.6 | 111.6 | 108 | 111.6 | 108 | 111.6 | 669.6 | 604.8 | 669.6 | 648 | 669.6 | 648 | 669.6 | 669.6 | 648 | 669.6 | 648 | 669.6 | 1314 | 7884 | 7.5139
3507 | Domestic hot water | DHW Tank |  | Uniform | [6 empty] | 0.0 |  |  | 0.7 | 2 |  | 0.15 | All Day | 24.0 | 111.6 | 100.8 | 111.6 | 108 | 111.6 | 108 | 111.6 | 111.6 | 108 | 111.6 | 108 | 111.6 | 223.2 | 201.6 | 223.2 | 216 | 223.2 | 216 | 223.2 | 223.2 | 216 | 223.2 | 216 | 223.2 | 1314 | 2628 | 2.2562
3508 | Domestic hot water | DHW Tank |  | Uniform | [6 empty] | 0.0 |  |  | 0.7 | 2 |  | 0.15 | All Day | 24.0 | 111.6 | 100.8 | 111.6 | 108 | 111.6 | 108 | 111.6 | 111.6 | 108 | 111.6 | 108 | 111.6 | 223.2 | 201.6 | 223.2 | 216 | 223.2 | 216 | 223.2 | 223.2 | 216 | 223.2 | 216 | 223.2 | 1314 | 2628 | 2.2562
3509 | Domestic hot water | Domestic Hot Water | DHW | Uniform | [6 empty] | 0.0 |  |  | 0.7 | 2 |  | 0.3 | All Day | 24.0 | 223.2 | 201.6 | 223.2 | 216 | 223.2 | 216 | 223.2 | 223.2 | 216 | 223.2 | 216 | 223.2 | 446.4 | 403.2 | 446.4 | 432 | 446.4 | 432 | 446.4 | 446.4 | 432 | 446.4 | 432 | 446.4 | 2628 | 5256 | 1.8458
3510 | Domestic hot water | DHW Top Up Tank | DHWT-2 | DHW | [6 empty] | 0.0 |  |  | 0.7 | 27 |  | 0.3 | P-11B & Electric DHWT | 16.75 | 155.775 | 140.7 | 0 | 0 | 0 | 0 | 0 | 0 | 0 | 0 | 150.75 | 155.775 | 4205.925 | 3798.9 | 0 | 0 | 0 | 0 | 0 | 0 | 0 | 0 | 4070.25 | 4205.925 | 603 | 16281 | 0.53343
3511 | Domestic hot water | DHW Heater |  | SockEye Room | [6 empty] | 0.0 |  |  | 0.7 | 3 |  | 0.25 | All Day | 24.0 | 186 | 168 | 186 | 180 | 0 | 0 | 0 | 0 | 0 | 0 | 180 | 186 | 558 | 504 | 558 | 540 | 0 | 0 | 0 | 0 | 0 | 0 | 540 | 558 | 1086 | 3258 | 0.84104
3512 | Electric heating | Electric Duct Heater | EDH-1 | Heating 1 | [6 empty] | 0.0 |  |  | 0.7 | 2.5 |  | 0.3 | 24/7 | 24.0 | 223.2 | 161.28 | 44.64 | 151.2 | 22.32 | 0 | 5.58 | 5.58 | 43.2 | 44.64 | 216 | 133.92 | 558 | 403.2 | 111.6 | 378 | 55.8 | 0 | 13.95 | 13.95 | 108 | 111.6 | 540 | 334.8 | 1051.56 | 2628.9 | 0.26322
3513 | Electric heating | Electric Duct Heater | EDH-2 | Heating 1 | [6 empty] | 0.0 |  |  | 0.7 | 1.5 |  | 0.3 | 24/7 | 24.0 | 223.2 | 161.28 | 44.64 | 151.2 | 22.32 | 0 | 5.58 | 5.58 | 43.2 | 44.64 | 216 | 133.92 | 334.8 | 241.92 | 66.96 | 226.8 | 33.48 | 0 | 8.37 | 8.37 | 64.8 | 66.96 | 324 | 200.88 | 1051.56 | 1577.34 | 0.15793
3514 | Electric heating | Cabinet Heater | UH-1 | Heating 1 | [6 empty] | 0.0 |  |  | 0.7 | 2 |  | 0.6 | 24/7 | 24.0 | 446.4 | 322.56 | 89.28 | 302.4 | 44.64 | 0 | 11.16 | 11.16 | 86.4 | 89.28 | 432 | 267.84 | 892.8 | 645.12 | 178.56 | 604.8 | 89.28 | 0 | 22.32 | 22.32 | 172.8 | 178.56 | 864 | 535.68 | 2103.12 | 4206.24 | 0.42115
3515 | Electric heating | Cabinet Heater | UH-2 | Heating 1 | [6 empty] | 0.0 |  |  | 0.7 | 2 |  | 0.6 | 24/7 | 24.0 | 446.4 | 322.56 | 89.28 | 302.4 | 44.64 | 0 | 11.16 | 11.16 | 86.4 | 89.28 | 432 | 267.84 | 892.8 | 645.12 | 178.56 | 604.8 | 89.28 | 0 | 22.32 | 22.32 | 172.8 | 178.56 | 864 | 535.68 | 2103.12 | 4206.24 | 0.42115
3516 | Electric heating | Unit Heater | UH-3 | Heating 1 | [6 empty] | 0.0 |  |  | 0.7 | 5 |  | 0.6 | 24/7 | 24.0 | 446.4 | 322.56 | 89.28 | 302.4 | 44.64 | 0 | 11.16 | 11.16 | 86.4 | 89.28 | 432 | 267.84 | 2232 | 1612.8 | 446.4 | 1512 | 223.2 | 0 | 55.8 | 55.8 | 432 | 446.4 | 2160 | 1339.2 | 2103.12 | 10515.6 | 1.0529
3517 | Electric heating | Unit Heater | UH-4 | Heating 1 | [6 empty] | 0.0 |  |  | 0.7 | 10 |  | 0.6 | 24/7 | 24.0 | 446.4 | 322.56 | 89.28 | 302.4 | 44.64 | 0 | 11.16 | 11.16 | 86.4 | 89.28 | 432 | 267.84 | 4464 | 3225.6 | 892.8 | 3024 | 446.4 | 0 | 111.6 | 111.6 | 864 | 892.8 | 4320 | 2678.4 | 2103.12 | 21031.2 | 2.1058
3518 | Electric heating | Unit Heater | UH-5 | Heating 1 | [6 empty] | 0.0 |  |  | 0.7 | 2 |  | 0.6 | 24/7 | 24.0 | 446.4 | 322.56 | 89.28 | 302.4 | 44.64 | 0 | 11.16 | 11.16 | 86.4 | 89.28 | 432 | 267.84 | 892.8 | 645.12 | 178.56 | 604.8 | 89.28 | 0 | 22.32 | 22.32 | 172.8 | 178.56 | 864 | 535.68 | 2103.12 | 4206.24 | 0.42115
3519 | Electric heating | Unit Heater | UH-6 | Heating 1 | [6 empty] | 0.0 |  |  | 0.7 | 3 |  | 0.6 | 24/7 | 24.0 | 446.4 | 322.56 | 89.28 | 302.4 | 44.64 | 0 | 11.16 | 11.16 | 86.4 | 89.28 | 432 | 267.84 | 1339.2 | 967.68 | 267.84 | 907.2 | 133.92 | 0 | 33.48 | 33.48 | 259.2 | 267.84 | 1296 | 803.52 | 2103.12 | 6309.36 | 0.63173
3520 | Electric heating | Unit Heater | UH-7 | Heating 1 | [6 empty] | 0.0 |  |  | 0.7 | 2 |  | 0.6 | 24/7 | 24.0 | 446.4 | 322.56 | 89.28 | 302.4 | 44.64 | 0 | 11.16 | 11.16 | 86.4 | 89.28 | 432 | 267.84 | 892.8 | 645.12 | 178.56 | 604.8 | 89.28 | 0 | 22.32 | 22.32 | 172.8 | 178.56 | 864 | 535.68 | 2103.12 | 4206.24 | 0.42115
3521 | Electric heating | Cabinet Heater | UH-8 | Heating 1 | [6 empty] | 0.0 |  |  | 0.7 | 2 |  | 0.6 | 24/7 | 24.0 | 446.4 | 322.56 | 89.28 | 302.4 | 44.64 | 0 | 11.16 | 11.16 | 86.4 | 89.28 | 432 | 267.84 | 892.8 | 645.12 | 178.56 | 604.8 | 89.28 | 0 | 22.32 | 22.32 | 172.8 | 178.56 | 864 | 535.68 | 2103.12 | 4206.24 | 0.42115
3522 | Electric heating | Unit Heater | UH-9 | Heating 1 | [6 empty] | 0.0 |  |  | 0.7 | 2 |  | 0.6 | 24/7 | 24.0 | 446.4 | 322.56 | 89.28 | 302.4 | 44.64 | 0 | 11.16 | 11.16 | 86.4 | 89.28 | 432 | 267.84 | 892.8 | 645.12 | 178.56 | 604.8 | 89.28 | 0 | 22.32 | 22.32 | 172.8 | 178.56 | 864 | 535.68 | 2103.12 | 4206.24 | 0.42115
3523 | Electric heating | Unit Heater | UH-10 | Heating 1 | [6 empty] | 0.0 |  |  | 0.7 | 2 |  | 0.6 | 24/7 | 24.0 | 446.4 | 322.56 | 89.28 | 302.4 | 44.64 | 0 | 11.16 | 11.16 | 86.4 | 89.28 | 432 | 267.84 | 892.8 | 645.12 | 178.56 | 604.8 | 89.28 | 0 | 22.32 | 22.32 | 172.8 | 178.56 | 864 | 535.68 | 2103.12 | 4206.24 | 0.42115
3524 | Electric heating | Unit Heater | UH-11 | Heating 1 | [6 empty] | 0.0 |  |  | 0.7 | 7.5 |  | 0.6 | 24/7 | 24.0 | 446.4 | 322.56 | 89.28 | 302.4 | 44.64 | 0 | 11.16 | 11.16 | 86.4 | 89.28 | 432 | 267.84 | 3348 | 2419.2 | 669.6 | 2268 | 334.8 | 0 | 83.7 | 83.7 | 648 | 669.6 | 3240 | 2008.8 | 2103.12 | 15773.4 | 1.5793
3525 | Electric heating | Unit Heater | UH-12 | Heating 1 | [6 empty] | 0.0 |  |  | 0.7 | 7.5 |  | 0.6 | 24/7 | 24.0 | 446.4 | 322.56 | 89.28 | 302.4 | 44.64 | 0 | 11.16 | 11.16 | 86.4 | 89.28 | 432 | 267.84 | 3348 | 2419.2 | 669.6 | 2268 | 334.8 | 0 | 83.7 | 83.7 | 648 | 669.6 | 3240 | 2008.8 | 2103.12 | 15773.4 | 1.5793
3526 | Electric heating | Unit Heater | UH-13 | Heating 1 | [6 empty] | 0.0 |  |  | 0.7 | 2 |  | 0.6 | 24/7 | 24.0 | 446.4 | 322.56 | 89.28 | 302.4 | 44.64 | 0 | 11.16 | 11.16 | 86.4 | 89.28 | 432 | 267.84 | 892.8 | 645.12 | 178.56 | 604.8 | 89.28 | 0 | 22.32 | 22.32 | 172.8 | 178.56 | 864 | 535.68 | 2103.12 | 4206.24 | 0.42115
3527 | Electric heating | Unit Heater | UH-14 | Heating 1 | [6 empty] | 0.0 |  |  | 0.7 | 5 |  | 0.6 | 24/7 | 24.0 | 446.4 | 322.56 | 89.28 | 302.4 | 44.64 | 0 | 11.16 | 11.16 | 86.4 | 89.28 | 432 | 267.84 | 2232 | 1612.8 | 446.4 | 1512 | 223.2 | 0 | 55.8 | 55.8 | 432 | 446.4 | 2160 | 1339.2 | 2103.12 | 10515.6 | 1.0529
3528 | Electric heating | Unit Heater | UH-15 | Heating 1 | [6 empty] | 0.0 |  |  | 0.7 | 10 |  | 0.6 | 24/7 | 24.0 | 446.4 | 322.56 | 89.28 | 302.4 | 44.64 | 0 | 11.16 | 11.16 | 86.4 | 89.28 | 432 | 267.84 | 4464 | 3225.6 | 892.8 | 3024 | 446.4 | 0 | 111.6 | 111.6 | 864 | 892.8 | 4320 | 2678.4 | 2103.12 | 21031.2 | 2.1058
3529 | Electric heating | Baseboard heater |  | Heating 1 | [6 empty] | 0.0 |  |  | 0.7 | 1.5 |  | 0.7 |  | 24.0 | 520.8 | 470.4 | 390.6 | 252 | 208.32 | 50.4 | 52.08 | 52.08 | 50.4 | 52.08 | 302.4 | 364.56 | 781.2 | 705.6 | 585.9 | 378 | 312.48 | 75.6 | 78.12 | 78.12 | 75.6 | 78.12 | 453.6 | 546.84 | 2766.12 | 4149.18 | 0.57631
3530 | Electric heating | Electric Furnance |  | Heating 1 | [6 empty] | 0.0 |  |  | 0.7 | 10 |  | 0.4 | Occupied | 20.5 | 254.2 | 195.16 | 139.81 | 110.7 | 50.84 | 36.9 | 25.42 | 25.42 | 36.9 | 76.26 | 147.6 | 228.78 | 2542 | 1951.6 | 1398.1 | 1107 | 508.4 | 369 | 254.2 | 254.2 | 369 | 762.6 | 1476 | 2287.8 | 1327.99 | 13279.9 | 1.9185
3531 | Electric heating | Electric Furnance |  | Heating 1 | [6 empty] | 0.0 |  |  | 0.7 | 10 |  | 0.4 | Occupied | 20.5 | 254.2 | 195.16 | 139.81 | 110.7 | 50.84 | 36.9 | 25.42 | 25.42 | 36.9 | 76.26 | 147.6 | 228.78 | 2542 | 1951.6 | 1398.1 | 1107 | 508.4 | 369 | 254.2 | 254.2 | 369 | 762.6 | 1476 | 2287.8 | 1327.99 | 13279.9 | 1.9185
3532 | Electric heating | Electric Unit Heater |  | Heating 1 | [6 empty] | 0.0 |  |  | 0.7 | 2 |  | 0.2 | All Day | 24.0 | 148.8 | 134.4 | 119.04 | 72 | 59.52 | 28.8 | 3.72 | 3.72 | 3.6 | 29.76 | 57.6 | 104.16 | 297.6 | 268.8 | 238.08 | 144 | 119.04 | 57.6 | 7.44 | 7.44 | 7.2 | 59.52 | 115.2 | 208.32 | 765.12 | 1530.24 | 0.39503
3533 | Electric heating | Electric Unit Heater |  | Heating 1 | [6 empty] | 0.0 |  |  | 0.7 | 2 |  | 0.2 | All Day | 24.0 | 148.8 | 134.4 | 119.04 | 72 | 59.52 | 28.8 | 3.72 | 3.72 | 3.6 | 29.76 | 57.6 | 104.16 | 297.6 | 268.8 | 238.08 | 144 | 119.04 | 57.6 | 7.44 | 7.44 | 7.2 | 59.52 | 115.2 | 208.32 | 765.12 | 1530.24 | 0.39503
3534 | Electric heating | Electric Unit Heater |  | Heating 1 | [6 empty] | 0.0 |  |  | 0.7 | 2 |  | 0.2 | All Day | 24.0 | 148.8 | 134.4 | 119.04 | 72 | 59.52 | 28.8 | 3.72 | 3.72 | 3.6 | 29.76 | 57.6 | 104.16 | 297.6 | 268.8 | 238.08 | 144 | 119.04 | 57.6 | 7.44 | 7.44 | 7.2 | 59.52 | 115.2 | 208.32 | 765.12 | 1530.24 | 0.39503
3535 | Electric heating | Elec Duct Heater | DH-1 | Heating 1 | [6 empty] | 0.0 |  |  | 0.7 | 2 |  | 0.5 | All Day | 24.0 | 372 | 336 | 279 | 216 | 148.8 | 72 | 9.3 | 9.3 | 0 | 223.2 | 288 | 372 | 744 | 672 | 558 | 432 | 297.6 | 144 | 18.6 | 18.6 | 0 | 446.4 | 576 | 744 | 2325.6 | 4651.2 | 0.088056
3536 | Electric heating | Elec Duct Heater | DH-2 | Heating 1 | [6 empty] | 0.0 |  |  | 0.7 | 2 |  | 0.5 | All Day | 24.0 | 372 | 336 | 279 | 216 | 148.8 | 72 | 9.3 | 9.3 | 0 | 223.2 | 288 | 372 | 744 | 672 | 558 | 432 | 297.6 | 144 | 18.6 | 18.6 | 0 | 446.4 | 576 | 744 | 2325.6 | 4651.2 | 0.088056
3537 | Electric heating | Elec Duct Heater | DH-3 | Heating 1 | [6 empty] | 0.0 |  |  | 0.7 | 2 |  | 0.5 | All Day | 24.0 | 372 | 336 | 279 | 216 | 148.8 | 72 | 9.3 | 9.3 | 0 | 223.2 | 288 | 372 | 744 | 672 | 558 | 432 | 297.6 | 144 | 18.6 | 18.6 | 0 | 446.4 | 576 | 744 | 2325.6 | 4651.2 | 0.088056
3538 | Electric heating | Baseboard Heater |  | Heating 1 | [6 empty] | 0.0 |  |  | 0.7 | 1 |  | 0.4 | All Day | 24.0 | 238.08 | 241.92 | 148.8 | 86.4 | 0 | 0 | 7.44 | 7.44 | 86.4 | 133.92 | 244.8 | 297.6 | 238.08 | 241.92 | 148.8 | 86.4 | 0 | 0 | 7.44 | 7.44 | 86.4 | 133.92 | 244.8 | 297.6 | 1492.8 | 1492.8 | 4.9759
3539 | Electric heating | Block Heater |  | Emergency Generator | [6 empty] | 0.0 |  |  | 0.7 | 4 |  | 1 | All Day | 24.0 | 744 | 537.6 | 446.4 | 360 | 297.6 | 216 | 148.8 | 148.8 | 216 | 372 | 504 | 744 | 2976 | 2150.4 | 1785.6 | 1440 | 1190.4 | 864 | 595.2 | 595.2 | 864 | 1488 | 2016 | 2976 | 4735.2 | 18940.8 | 7.0761
3540 | Electric heating | Block Heater |  | Block Heater | [6 empty] | 0.0 |  |  | 0.7 | 4.25 |  | 1 | All Day | 24.0 | 744 | 537.6 | 446.4 | 360 | 297.6 | 216 | 148.8 | 148.8 | 216 | 372 | 504 | 744 | 3162 | 2284.8 | 1897.2 | 1530 | 1264.8 | 918 | 632.4 | 632.4 | 918 | 1581 | 2142 | 3162 | 4735.2 | 20124.6 | 6.5713
3541 | Electric heating | Radiant Heater | 10.0 | Rearing Room | [6 empty] | 0.0 |  |  | 0.7 | 1 |  | 0.33 | All Day | 24.0 | 0 | 0 | 0 | 237.6 | 0 | 0 | 0 | 0 | 0 | 0 | 0 | 0 | 0 | 0 | 0 | 237.6 | 0 | 0 | 0 | 0 | 0 | 0 | 0 | 0 | 237.6 | 237.6 | 0.061336
3542 | Electric heating | Radiant Heater | 11.0 | Rearing Room | [6 empty] | 0.0 |  |  | 0.7 | 1 |  | 0.33 | All Day | 24.0 | 0 | 0 | 0 | 237.6 | 0 | 0 | 0 | 0 | 0 | 0 | 0 | 0 | 0 | 0 | 0 | 237.6 | 0 | 0 | 0 | 0 | 0 | 0 | 0 | 0 | 237.6 | 237.6 | 0.059489
3543 | Electric heating | Baseboard heater |  | Heating 1 | [6 empty] | 0.0 |  |  | 0.7 | 1 |  | 0.5 |  | 24.0 | 372 | 336 | 279 | 180 | 148.8 | 36 | 37.2 | 37.2 | 36 | 37.2 | 216 | 260.4 | 372 | 336 | 279 | 180 | 148.8 | 36 | 37.2 | 37.2 | 36 | 37.2 | 216 | 260.4 | 1975.8 | 1975.8 | 0.27443
3544 | Electric heating | Force flow heater |  | Heating 1 | [6 empty] | 0.0 |  |  | 0.7 | 1 |  | 0.5 |  | 24.0 | 372 | 336 | 279 | 180 | 148.8 | 36 | 37.2 | 37.2 | 36 | 37.2 | 216 | 260.4 | 372 | 336 | 279 | 180 | 148.8 | 36 | 37.2 | 37.2 | 36 | 37.2 | 216 | 260.4 | 1975.8 | 1975.8 | 0.27443
3545 | Electric heating | Electric Unit Heater | 2.0 | Heating 1 | [6 empty] | 0.0 |  |  | 0.7 | 2 |  | 0.5 | All Day | 24.0 | 372 | 336 | 297.6 | 180 | 148.8 | 72 | 9.3 | 9.3 | 9 | 74.4 | 144 | 260.4 | 744 | 672 | 595.2 | 360 | 297.6 | 144 | 18.6 | 18.6 | 18 | 148.8 | 288 | 520.8 | 1912.8 | 3825.6 | 0.98757
3546 | Electric heating | Electric Unit Heater | 5.0 | Heating 1 | [6 empty] | 0.0 |  |  | 0.7 | 4 |  | 0.5 | All Day | 24.0 | 372 | 336 | 297.6 | 180 | 148.8 | 72 | 9.3 | 9.3 | 9 | 74.4 | 144 | 260.4 | 1488 | 1344 | 1190.4 | 720 | 595.2 | 288 | 37.2 | 37.2 | 36 | 297.6 | 576 | 1041.6 | 1912.8 | 7651.2 | 1.9751
3547 | Electric heating | Electric Baseboard Heater | 7.0 | Heating 1 | [6 empty] | 0.0 |  |  | 0.7 | 0.3 |  | 0.5 | All Day | 24.0 | 372 | 336 | 297.6 | 180 | 148.8 | 72 | 9.3 | 9.3 | 9 | 74.4 | 144 | 260.4 | 111.6 | 100.8 | 89.28 | 54 | 44.64 | 21.6 | 2.79 | 2.79 | 2.7 | 22.32 | 43.2 | 78.12 | 1912.8 | 573.84 | 0.14814
3548 | Electric heating | Electric Baseboard Heater | 4.0 | Heating 1 | [6 empty] | 0.0 |  |  | 0.7 | 0.3 |  | 0.5 | All Day | 24.0 | 372 | 336 | 297.6 | 180 | 148.8 | 72 | 9.3 | 9.3 | 9 | 74.4 | 144 | 260.4 | 111.6 | 100.8 | 89.28 | 54 | 44.64 | 21.6 | 2.79 | 2.79 | 2.7 | 22.32 | 43.2 | 78.12 | 1912.8 | 573.84 | 0.14814
3549 | Electric heating | Electric Baseboard Heater | 1.0 | Heating 1 | [6 empty] | 0.0 |  |  | 0.7 | 2.5 |  | 0.5 | All Day | 24.0 | 372 | 336 | 297.6 | 180 | 148.8 | 72 | 9.3 | 9.3 | 9 | 74.4 | 144 | 260.4 | 930 | 840 | 744 | 450 | 372 | 180 | 23.25 | 23.25 | 22.5 | 186 | 360 | 651 | 1912.8 | 4782 | 1.2345
3550 | Electric heating | Electric Baseboard Heater | 2.0 | Heating 1 | [6 empty] | 0.0 |  |  | 0.7 | 2.5 |  | 0.5 | All Day | 24.0 | 372 | 336 | 297.6 | 180 | 148.8 | 72 | 9.3 | 9.3 | 9 | 74.4 | 144 | 260.4 | 930 | 840 | 744 | 450 | 372 | 180 | 23.25 | 23.25 | 22.5 | 186 | 360 | 651 | 1912.8 | 4782 | 1.2345
3551 | Electric heating | Electric Baseboard Heater | 2.0 | Heating 1 | [6 empty] | 0.0 |  |  | 0.7 | 0.5 |  | 0.5 | All Day | 24.0 | 372 | 336 | 297.6 | 180 | 148.8 | 72 | 9.3 | 9.3 | 9 | 74.4 | 144 | 260.4 | 186 | 168 | 148.8 | 90 | 74.4 | 36 | 4.65 | 4.65 | 4.5 | 37.2 | 72 | 130.2 | 1912.8 | 956.4 | 0.24689
3552 | Electric heating | Electric Baseboard Heater | 5.0 | Heating 1 | [6 empty] | 0.0 |  |  | 0.7 | 0.5 |  | 0.5 | All Day | 24.0 | 372 | 336 | 297.6 | 180 | 148.8 | 72 | 9.3 | 9.3 | 9 | 74.4 | 144 | 260.4 | 186 | 168 | 148.8 | 90 | 74.4 | 36 | 4.65 | 4.65 | 4.5 | 37.2 | 72 | 130.2 | 1912.8 | 956.4 | 0.24689
3553 | Electric heating | Electric Baseboard Heater | 6.0 | Heating 1 | [6 empty] | 0.0 |  |  | 0.7 | 0.75 |  | 0.5 | All Day | 24.0 | 372 | 336 | 297.6 | 180 | 148.8 | 72 | 9.3 | 9.3 | 9 | 74.4 | 144 | 260.4 | 279 | 252 | 223.2 | 135 | 111.6 | 54 | 6.975 | 6.975 | 6.75 | 55.8 | 108 | 195.3 | 1912.8 | 1434.6 | 0.37034
3554 | Electric heating | Electric Unit Heater | 6.0 | Heating 1 | [6 empty] | 0.0 |  |  | 0.7 | 3 |  | 0.5 | All Day | 24.0 | 372 | 336 | 297.6 | 180 | 148.8 | 72 | 9.3 | 9.3 | 9 | 74.4 | 144 | 260.4 | 1116 | 1008 | 892.8 | 540 | 446.4 | 216 | 27.9 | 27.9 | 27 | 223.2 | 432 | 781.2 | 1912.8 | 5738.4 | 1.4814
3555 | Electric heating | Electric Unit Heater | 1.0 | Heating 1 | [6 empty] | 0.0 |  |  | 0.7 | 3 |  | 0.5 | All Day | 24.0 | 372 | 336 | 297.6 | 180 | 148.8 | 72 | 9.3 | 9.3 | 9 | 74.4 | 144 | 260.4 | 1116 | 1008 | 892.8 | 540 | 446.4 | 216 | 27.9 | 27.9 | 27 | 223.2 | 432 | 781.2 | 1912.8 | 5738.4 | 1.4814
3556 | Electric heating | Baseboard heater |  | Heating 1 | [6 empty] | 0.0 |  |  | 0.7 | 2 |  | 0.5 |  | 16.214285714285700 | 251.3214 | 227 | 188.4911 | 121.6071 | 100.5286 | 24.3214 | 25.1321 | 25.1321 | 24.3214 | 25.1321 | 145.9286 | 175.925 | 502.6429 | 454 | 376.9821 | 243.2143 | 201.0571 | 48.6429 | 50.2643 | 50.2643 | 48.6429 | 50.2643 | 291.8571 | 351.85 | 1334.8411 | 2669.6821 | 0.37081
3557 | Electric heating | Baseboard heater |  | Heating 1 | [6 empty] | 0.0 |  |  | 0.7 | 2 |  | 0.5 |  | 16.214285714285700 | 251.3214 | 227 | 188.4911 | 121.6071 | 100.5286 | 24.3214 | 25.1321 | 25.1321 | 24.3214 | 25.1321 | 145.9286 | 175.925 | 502.6429 | 454 | 376.9821 | 243.2143 | 201.0571 | 48.6429 | 50.2643 | 50.2643 | 48.6429 | 50.2643 | 291.8571 | 351.85 | 1334.8411 | 2669.6821 | 0.37081
3558 | Electric heating | Baseboard heater |  | Heating 1 | [6 empty] | 0.0 |  |  | 0.7 | 1.5 |  | 0.5 |  | 16.214285714285700 | 251.3214 | 227 | 188.4911 | 121.6071 | 100.5286 | 24.3214 | 25.1321 | 25.1321 | 24.3214 | 25.1321 | 145.9286 | 175.925 | 376.9821 | 340.5 | 282.7366 | 182.4107 | 150.7929 | 36.4821 | 37.6982 | 37.6982 | 36.4821 | 37.6982 | 218.8929 | 263.8875 | 1334.8411 | 2002.2616 | 0.27811
3559 | Electric heating | Baseboard Heater |  | Heating 1 | [6 empty] | 0.0 |  |  | 0.7 | 1 |  | 0.4 | All Day | 24.0 | 297.6 | 268.8 | 223.2 | 144 | 119.04 | 57.6 | 7.44 | 7.44 | 7.2 | 59.52 | 115.2 | 208.32 | 297.6 | 268.8 | 223.2 | 144 | 119.04 | 57.6 | 7.44 | 7.44 | 7.2 | 59.52 | 115.2 | 208.32 | 1515.36 | 1515.36 | 3.1358
3560 | Electric heating | Electric Unit Heater | UH-2 | Heating 1 | [6 empty] | 0.0 |  |  | 0.7 | 3 |  | 0.45 | All Day | 24.0 | 301.32 | 302.4 | 200.88 | 32.4 | 25.11 | 32.4 | 0 | 0 | 16.2 | 83.7 | 194.4 | 334.8 | 903.96 | 907.2 | 602.64 | 97.2 | 75.33 | 97.2 | 0 | 0 | 48.6 | 251.1 | 583.2 | 1004.4 | 1523.61 | 4570.83 | 1.4925
3561 | Electric heating | Electric Force Flow |  | Heating 1 | [6 empty] | 0.0 |  |  | 0.7 | 6 |  | 0.45 | All Day | 24.0 | 301.32 | 302.4 | 200.88 | 32.4 | 25.11 | 32.4 | 0 | 0 | 16.2 | 83.7 | 194.4 | 334.8 | 1807.92 | 1814.4 | 1205.28 | 194.4 | 150.66 | 194.4 | 0 | 0 | 97.2 | 502.2 | 1166.4 | 2008.8 | 1523.61 | 9141.66 | 2.985
3562 | Electric heating | Electric Baseboard |  | Heating 1 | [6 empty] | 0.0 |  |  | 0.7 | 1.5 |  | 0.45 | All Day | 24.0 | 301.32 | 302.4 | 200.88 | 32.4 | 25.11 | 32.4 | 0 | 0 | 16.2 | 83.7 | 194.4 | 334.8 | 451.98 | 453.6 | 301.32 | 48.6 | 37.665 | 48.6 | 0 | 0 | 24.3 | 125.55 | 291.6 | 502.2 | 1523.61 | 2285.415 | 0.74626
3563 | Electric heating | Electric Baseboard |  | Heating 1 | [6 empty] | 0.0 |  |  | 0.7 | 0.75 |  | 0.45 | All Day | 24.0 | 301.32 | 302.4 | 200.88 | 32.4 | 25.11 | 32.4 | 0 | 0 | 16.2 | 83.7 | 194.4 | 334.8 | 225.99 | 226.8 | 150.66 | 24.3 | 18.8325 | 24.3 | 0 | 0 | 12.15 | 62.775 | 145.8 | 251.1 | 1523.61 | 1142.7075 | 0.37313
3564 | Electric heating | Electric Baseboard |  | Heating 1 | [6 empty] | 0.0 |  |  | 0.7 | 10 |  | 0.45 | All Day | 24.0 | 301.32 | 302.4 | 200.88 | 32.4 | 25.11 | 32.4 | 0 | 0 | 16.2 | 83.7 | 194.4 | 334.8 | 3013.2 | 3024 | 2008.8 | 324 | 251.1 | 324 | 0 | 0 | 162 | 837 | 1944 | 3348 | 1523.61 | 15236.1 | 4.9751
3565 | Electric heating | Electric Baseboard |  | Heating 1 | [6 empty] | 0.0 |  |  | 0.7 | 5 |  | 0.45 | All Day | 24.0 | 301.32 | 302.4 | 200.88 | 32.4 | 25.11 | 32.4 | 0 | 0 | 16.2 | 83.7 | 194.4 | 334.8 | 1506.6 | 1512 | 1004.4 | 162 | 125.55 | 162 | 0 | 0 | 81 | 418.5 | 972 | 1674 | 1523.61 | 7618.05 | 2.4875
3566 | Electric heating | Electric Baseboard |  | Heating 1 | [6 empty] | 0.0 |  |  | 0.7 | 7.5 |  | 0.45 | All Day | 24.0 | 301.32 | 302.4 | 200.88 | 32.4 | 25.11 | 32.4 | 0 | 0 | 16.2 | 83.7 | 194.4 | 334.8 | 2259.9 | 2268 | 1506.6 | 243 | 188.325 | 243 | 0 | 0 | 121.5 | 627.75 | 1458 | 2511 | 1523.61 | 11427.075 | 3.7313
3567 | Electric heating | RTU heater | HP-1 | Heating 2 | [6 empty] | 0.0 |  |  | 0.7 | 34 |  | 0.15 | All Day | 24.0 | 111.6 | 85.68 | 55.8 | 32.4 | 0 | 0 | 0 | 0 | 0 | 33.48 | 86.4 | 111.6 | 3794.4 | 2913.12 | 1897.2 | 1101.6 | 0 | 0 | 0 | 0 | 0 | 1138.32 | 2937.6 | 3794.4 | 516.96 | 17576.64 | 6.4359
3568 | Electric heating | RTU heater | HP-5 | Heating 2 | [6 empty] | 0.0 |  |  | 0.7 | 34 |  | 0.15 | All Day | 24.0 | 111.6 | 85.68 | 55.8 | 32.4 | 0 | 0 | 0 | 0 | 0 | 33.48 | 86.4 | 111.6 | 3794.4 | 2913.12 | 1897.2 | 1101.6 | 0 | 0 | 0 | 0 | 0 | 1138.32 | 2937.6 | 3794.4 | 516.96 | 17576.64 | 6.4359
3569 | Electric heating | RTU heater | HP-3 | Heating 2 | [6 empty] | 0.0 |  |  | 0.7 | 34 |  | 0.15 | All Day | 24.0 | 111.6 | 85.68 | 55.8 | 32.4 | 0 | 0 | 0 | 0 | 0 | 33.48 | 86.4 | 111.6 | 3794.4 | 2913.12 | 1897.2 | 1101.6 | 0 | 0 | 0 | 0 | 0 | 1138.32 | 2937.6 | 3794.4 | 516.96 | 17576.64 | 6.4359
3570 | Electric heating | RTU heater | HP-8 | Heating 2 | [6 empty] | 0.0 |  |  | 0.7 | 34 |  | 0.15 | All Day | 24.0 | 111.6 | 85.68 | 55.8 | 32.4 | 0 | 0 | 0 | 0 | 0 | 33.48 | 86.4 | 111.6 | 3794.4 | 2913.12 | 1897.2 | 1101.6 | 0 | 0 | 0 | 0 | 0 | 1138.32 | 2937.6 | 3794.4 | 516.96 | 17576.64 | 6.4359
3571 | Electric heating | RTU heater | HP-4 | Heating 2 | [6 empty] | 0.0 |  |  | 0.7 | 34 |  | 0.15 | All Day | 24.0 | 111.6 | 85.68 | 55.8 | 32.4 | 0 | 0 | 0 | 0 | 0 | 33.48 | 86.4 | 111.6 | 3794.4 | 2913.12 | 1897.2 | 1101.6 | 0 | 0 | 0 | 0 | 0 | 1138.32 | 2937.6 | 3794.4 | 516.96 | 17576.64 | 6.4359
3572 | Electric heating | RTU heater | HP-2 | Heating 2 | [6 empty] | 0.0 |  |  | 0.7 | 18 |  | 0.15 | All Day | 24.0 | 111.6 | 85.68 | 55.8 | 32.4 | 0 | 0 | 0 | 0 | 0 | 33.48 | 86.4 | 111.6 | 2008.8 | 1542.24 | 1004.4 | 583.2 | 0 | 0 | 0 | 0 | 0 | 602.64 | 1555.2 | 2008.8 | 516.96 | 9305.28 | 3.4073
3573 | Electric heating | RTU heater | HP-6 | Heating 2 | [6 empty] | 0.0 |  |  | 0.7 | 34 |  | 0.15 | All Day | 24.0 | 111.6 | 85.68 | 55.8 | 32.4 | 0 | 0 | 0 | 0 | 0 | 33.48 | 86.4 | 111.6 | 3794.4 | 2913.12 | 1897.2 | 1101.6 | 0 | 0 | 0 | 0 | 0 | 1138.32 | 2937.6 | 3794.4 | 516.96 | 17576.64 | 6.4359
3574 | Electric heating | Electric Duct Heater |  | Duct Heaters | [6 empty] | 0.0 |  |  | 0.7 | 3 |  | 0.2 | Occupied (Example) | 12.0 | 74.4 | 67.2 | 74.4 | 72 | 59.52 | 43.2 | 37.2 | 37.2 | 43.2 | 59.52 | 72 | 74.4 | 223.2 | 201.6 | 223.2 | 216 | 178.56 | 129.6 | 111.6 | 111.6 | 129.6 | 178.56 | 216 | 223.2 | 714.24 | 2142.72 | 0.69966
3575 | Electric heating | Electric Duct Heater |  | Duct Heaters | [6 empty] | 0.0 |  |  | 0.7 | 3 |  | 0.2 | Occupied (Example) | 12.0 | 74.4 | 67.2 | 74.4 | 72 | 59.52 | 43.2 | 37.2 | 37.2 | 43.2 | 59.52 | 72 | 74.4 | 223.2 | 201.6 | 223.2 | 216 | 178.56 | 129.6 | 111.6 | 111.6 | 129.6 | 178.56 | 216 | 223.2 | 714.24 | 2142.72 | 0.69966
3576 | Electric heating | Electric Duct Heater |  | Duct Heaters | [6 empty] | 0.0 |  |  | 0.7 | 3 |  | 0.2 | Occupied (Example) | 12.0 | 74.4 | 67.2 | 74.4 | 72 | 59.52 | 43.2 | 37.2 | 37.2 | 43.2 | 59.52 | 72 | 74.4 | 223.2 | 201.6 | 223.2 | 216 | 178.56 | 129.6 | 111.6 | 111.6 | 129.6 | 178.56 | 216 | 223.2 | 714.24 | 2142.72 | 0.69966
3577 | Electric heating | Electric Duct Heater | 2-DH-1 | Duct Heaters | [6 empty] | 0.0 |  |  | 0.7 | 15 |  | 0.4 | Occupied (Example) | 12.0 | 148.8 | 134.4 | 148.8 | 144 | 119.04 | 86.4 | 74.4 | 74.4 | 86.4 | 119.04 | 144 | 148.8 | 2232 | 2016 | 2232 | 2160 | 1785.6 | 1296 | 1116 | 1116 | 1296 | 1785.6 | 2160 | 2232 | 1428.48 | 21427.2 | 6.9966
3578 | Electric heating | Electric Duct Heater | 2-DH-2 | Duct Heaters | [6 empty] | 0.0 |  |  | 0.7 | 10 |  | 0.4 | Occupied (Example) | 12.0 | 148.8 | 134.4 | 148.8 | 144 | 119.04 | 86.4 | 74.4 | 74.4 | 86.4 | 119.04 | 144 | 148.8 | 1488 | 1344 | 1488 | 1440 | 1190.4 | 864 | 744 | 744 | 864 | 1190.4 | 1440 | 1488 | 1428.48 | 14284.8 | 4.6644
3579 | Electric heating | Force flow heater |  | Heating 1 | [6 empty] | 0.0 |  |  | 0.7 | 1.5 |  | 0.6 |  | 24.0 | 446.4 | 403.2 | 334.8 | 216 | 178.56 | 43.2 | 44.64 | 44.64 | 43.2 | 44.64 | 259.2 | 312.48 | 669.6 | 604.8 | 502.2 | 324 | 267.84 | 64.8 | 66.96 | 66.96 | 64.8 | 66.96 | 388.8 | 468.72 | 2370.96 | 3556.44 | 0.49398
3580 | Electric heating | Force flow heater |  | Heating 1 | [6 empty] | 0.0 |  |  | 0.7 | 1.5 |  | 0.6 |  | 24.0 | 446.4 | 403.2 | 334.8 | 216 | 178.56 | 43.2 | 44.64 | 44.64 | 43.2 | 44.64 | 259.2 | 312.48 | 669.6 | 604.8 | 502.2 | 324 | 267.84 | 64.8 | 66.96 | 66.96 | 64.8 | 66.96 | 388.8 | 468.72 | 2370.96 | 3556.44 | 0.49398
3581 | Electric heating | Electric force flow | FFH-1 | Heating 1 | [6 empty] | 0.0 |  |  | 0.7 | 1.5 |  | 0.3 | All Day | 24.0 | 223.2 | 201.6 | 167.4 | 108 | 89.28 | 43.2 | 5.58 | 5.58 | 5.4 | 44.64 | 86.4 | 223.2 | 334.8 | 302.4 | 251.1 | 162 | 133.92 | 64.8 | 8.37 | 8.37 | 8.1 | 66.96 | 129.6 | 334.8 | 1203.48 | 1805.22 | 0.84737
3582 | Electric heating | Baseboard Heater |  | Heating 1 | [6 empty] | 0.0 |  |  | 0.7 | 1 |  | 0.4 | All Day | 24.0 | 297.6 | 268.8 | 223.2 | 201.6 | 89.28 | 28.8 | 7.44 | 7.44 | 86.4 | 148.8 | 201.6 | 238.08 | 297.6 | 268.8 | 223.2 | 201.6 | 89.28 | 28.8 | 7.44 | 7.44 | 86.4 | 148.8 | 201.6 | 238.08 | 1799.04 | 1799.04 | 1.7146
3583 | Electric heating | Force Flow Heater |  | Heating 1 | [6 empty] | 0.0 |  |  | 0.7 | 5 |  | 0.4 | All Day | 24.0 | 297.6 | 268.8 | 223.2 | 201.6 | 89.28 | 28.8 | 7.44 | 7.44 | 86.4 | 148.8 | 201.6 | 238.08 | 1488 | 1344 | 1116 | 1008 | 446.4 | 144 | 37.2 | 37.2 | 432 | 744 | 1008 | 1190.4 | 1799.04 | 8995.2 | 8.5729
3584 | Electric heating | Force Flow Heater |  | Heating 1 | [6 empty] | 0.0 |  |  | 0.7 | 5 |  | 0.4 | All Day | 24.0 | 297.6 | 268.8 | 223.2 | 201.6 | 89.28 | 28.8 | 7.44 | 7.44 | 86.4 | 148.8 | 201.6 | 238.08 | 1488 | 1344 | 1116 | 1008 | 446.4 | 144 | 37.2 | 37.2 | 432 | 744 | 1008 | 1190.4 | 1799.04 | 8995.2 | 8.5729
3585 | Electric heating | Force Flow Heater |  | Heating 1 | [6 empty] | 0.0 |  |  | 0.7 | 4 |  | 0.4 | All Day | 24.0 | 297.6 | 268.8 | 223.2 | 201.6 | 89.28 | 28.8 | 7.44 | 7.44 | 86.4 | 148.8 | 201.6 | 238.08 | 1190.4 | 1075.2 | 892.8 | 806.4 | 357.12 | 115.2 | 29.76 | 29.76 | 345.6 | 595.2 | 806.4 | 952.32 | 1799.04 | 7196.16 | 6.8584
3586 | Domestic hot water | DHW Heater |  | Pump #8 | [6 empty] | 0.0 |  |  | 0.7 | 4.5 |  | 0.25 | All Day | 24.0 | 186 | 168 | 186 | 180 | 0 | 18 | 0 | 18.6 | 108 | 186 | 180 | 186 | 837 | 756 | 837 | 810 | 0 | 81 | 0 | 83.7 | 486 | 837 | 810 | 837 | 1416.6 | 6374.7 | 1.6456
3587 | Electric heating | Electric Duct Heater Stage 2 |  | Heating 1 | [6 empty] | 0.0 |  |  | 0.7 | 7.5 |  | 0.3 | RTUs | 12.0 | 89.28 | 90.72 | 55.8 | 32.4 | 0 | 0 | 2.79 | 2.79 | 32.4 | 50.22 | 91.8 | 111.6 | 669.6 | 680.4 | 418.5 | 243 | 0 | 0 | 20.925 | 20.925 | 243 | 376.65 | 688.5 | 837 | 559.8 | 4198.5 | 13.9948
3588 | Electric heating |  |  | Heating 1 | [6 empty] | 0.0 |  |  | 0.7 | 8 |  | 0.5 |  | 10.75 | 166.625 | 150.5 | 124.9688 | 80.625 | 49.9875 | 16.125 | 4.1656 | 4.1656 | 48.375 | 83.3125 | 129 | 166.625 | 1333 | 1204 | 999.75 | 645 | 399.9 | 129 | 33.325 | 33.325 | 387 | 666.5 | 1032 | 1333 | 1024.475 | 8195.8 | 48.4544
3589 | Ventilation | Exhaust Fan |  | Uniform | [6 empty] | 0.0 |  |  | 0.7 | 0.145 |  | 1 | Occupied | 9.428571428571430 | 292.2857 | 264 | 292.2857 | 282.8571 | 292.2857 | 282.8571 | 292.2857 | 292.2857 | 282.8571 | 292.2857 | 282.8571 | 292.2857 | 42.3814 | 38.28 | 42.3814 | 41.0143 | 42.3814 | 41.0143 | 42.3814 | 42.3814 | 41.0143 | 42.3814 | 41.0143 | 42.3814 | 3441.4286 | 499.0071 | 1.3173
3590 | Electric heating | HRV |  | Heating 1 | [6 empty] | 0.0 |  |  | 0.7 | 18 |  | 0.15 | Time Clock | 12.0 | 55.8 | 35.28 | 41.85 | 27 | 22.32 | 10.8 | 1.395 | 1.395 | 1.35 | 11.16 | 43.2 | 55.8 | 1004.4 | 635.04 | 753.3 | 486 | 401.76 | 194.4 | 25.11 | 25.11 | 24.3 | 200.88 | 777.6 | 1004.4 | 307.35 | 5532.3 | 14.5044
3591 | Domestic hot water | Hot Water Heater |  | Fish Season | [6 empty] | 0.0 |  |  | 0.7 | 3 |  | 0.2 |  | 24.0 | 148.8 | 134.4 | 148.8 | 144 | 74.4 | 14.4 | 0 | 0 | 0 | 148.8 | 144 | 148.8 | 446.4 | 403.2 | 446.4 | 432 | 223.2 | 43.2 | 0 | 0 | 0 | 446.4 | 432 | 446.4 | 1106.4 | 3319.2 | 0.46103
3592 | Electric heating | Electric Duct Heater |  | Heating 1 | [6 empty] | 0.0 |  |  | 0.7 | 17.5 |  | 0.5 | All Day | 24.0 | 372 | 336 | 279 | 252 | 111.6 | 36 | 9.3 | 9.3 | 108 | 186 | 252 | 297.6 | 6510 | 5880 | 4882.5 | 4410 | 1953 | 630 | 162.75 | 162.75 | 1890 | 3255 | 4410 | 5208 | 2248.8 | 39354 | 37.5066
3593 | Electric heating | Electric Duct Heater | R-AHU1 | Heating 1 | [6 empty] | 0.0 |  |  | 0.7 | 10 |  | 0.25 | All Day | 24.0 | 186 | 134.4 | 111.6 | 90 | 74.4 | 36 | 0 | 0 | 4.5 | 55.8 | 108 | 186 | 1860 | 1344 | 1116 | 900 | 744 | 360 | 0 | 0 | 45 | 558 | 1080 | 1860 | 986.7 | 9867 | 3.6862
3594 | Electric heating | Unit Heater | UH201 | Heating 1 | [6 empty] | 0.0 |  |  | 0.7 | 5 |  | 0.25 | All Day | 24.0 | 186 | 134.4 | 111.6 | 90 | 74.4 | 36 | 0 | 0 | 4.5 | 55.8 | 108 | 186 | 930 | 672 | 558 | 450 | 372 | 180 | 0 | 0 | 22.5 | 279 | 540 | 930 | 986.7 | 4933.5 | 1.8431
3595 | Electric heating | Baseboard Heaters | B-101, B-102 | Heating 1 | [6 empty] | 0.0 |  |  | 0.7 | 2 |  | 0.25 | All Day | 24.0 | 186 | 134.4 | 111.6 | 90 | 74.4 | 36 | 0 | 0 | 4.5 | 55.8 | 108 | 186 | 372 | 268.8 | 223.2 | 180 | 148.8 | 72 | 0 | 0 | 9 | 111.6 | 216 | 372 | 986.7 | 1973.4 | 0.73725
3596 | Electric heating | Baseboard Heaters | B-103 thru 105 | Heating 1 | [6 empty] | 0.0 |  |  | 0.7 | 4.5 |  | 0.25 | All Day | 24.0 | 186 | 134.4 | 111.6 | 90 | 74.4 | 36 | 0 | 0 | 4.5 | 55.8 | 108 | 186 | 837 | 604.8 | 502.2 | 405 | 334.8 | 162 | 0 | 0 | 20.25 | 251.1 | 486 | 837 | 986.7 | 4440.15 | 1.6588
3597 | Electric heating | Baseboard Heaters | B-106 thru 108 | Heating 1 | [6 empty] | 0.0 |  |  | 0.7 | 4.5 |  | 0.25 | All Day | 24.0 | 186 | 134.4 | 111.6 | 90 | 74.4 | 36 | 0 | 0 | 4.5 | 55.8 | 108 | 186 | 837 | 604.8 | 502.2 | 405 | 334.8 | 162 | 0 | 0 | 20.25 | 251.1 | 486 | 837 | 986.7 | 4440.15 | 1.6588
3598 | Electric heating | Force Flow | FF-101 | Heating 1 | [6 empty] | 0.0 |  |  | 0.7 | 2 |  | 0.5 | All Day | 24.0 | 372 | 268.8 | 223.2 | 180 | 148.8 | 72 | 0 | 0 | 9 | 111.6 | 216 | 372 | 744 | 537.6 | 446.4 | 360 | 297.6 | 144 | 0 | 0 | 18 | 223.2 | 432 | 744 | 1973.4 | 3946.8 | 1.4745
3599 | Electric heating | Force Flow | FF-102 | Heating 1 | [6 empty] | 0.0 |  |  | 0.7 | 3 |  | 0.5 | All Day | 24.0 | 372 | 268.8 | 223.2 | 180 | 148.8 | 72 | 0 | 0 | 9 | 111.6 | 216 | 372 | 1116 | 806.4 | 669.6 | 540 | 446.4 | 216 | 0 | 0 | 27 | 334.8 | 648 | 1116 | 1973.4 | 5920.2 | 2.2117
3600 | Electric heating | Heating Coil | AHU-1 | Heating 1 | [6 empty] | 0.0 |  |  | 0.7 | 3.8 |  | 0.4 | Occupied | 9.428571428571430 | 116.9143 | 84.48 | 70.1486 | 0 | 0 | 0 | 2.9229 | 2.9229 | 2.8286 | 0 | 67.8857 | 116.9143 | 444.2743 | 321.024 | 266.5646 | 0 | 0 | 0 | 11.1069 | 11.1069 | 10.7486 | 0 | 257.9657 | 444.2743 | 465.0171 | 1767.0651 | 4.6648
3601 | Electric heating | Heating Coil | AHU-2 | Heating 1 | [6 empty] | 0.0 |  |  | 0.7 | 5.3 |  | 0.4 | Occupied | 9.428571428571430 | 116.9143 | 84.48 | 70.1486 | 0 | 0 | 0 | 2.9229 | 2.9229 | 2.8286 | 0 | 67.8857 | 116.9143 | 619.6457 | 447.744 | 371.7874 | 0 | 0 | 0 | 15.4911 | 15.4911 | 14.9914 | 0 | 359.7943 | 619.6457 | 465.0171 | 2464.5909 | 6.5062
3602 | Electric heating | Heating Coil | AHU-3 | Heating 1 | [6 empty] | 0.0 |  |  | 0.7 | 5.3 |  | 0.4 | Occupied | 9.428571428571430 | 116.9143 | 84.48 | 70.1486 | 0 | 0 | 0 | 2.9229 | 2.9229 | 2.8286 | 0 | 67.8857 | 116.9143 | 619.6457 | 447.744 | 371.7874 | 0 | 0 | 0 | 15.4911 | 15.4911 | 14.9914 | 0 | 359.7943 | 619.6457 | 465.0171 | 2464.5909 | 6.5062
3603 | Electric heating | Baseboard Heater |  | Heating 1 | [6 empty] | 0.0 |  |  | 0.7 | 1.5 |  | 0.15 | All Day | 24.0 | 111.6 | 100.8 | 83.7 | 54 | 44.64 | 21.6 | 2.79 | 2.79 | 2.7 | 22.32 | 43.2 | 78.12 | 167.4 | 151.2 | 125.55 | 81 | 66.96 | 32.4 | 4.185 | 4.185 | 4.05 | 33.48 | 64.8 | 117.18 | 568.26 | 852.39 | 0.79309
3604 | Electric heating | Baseboard Heater |  | Heating 1 | [6 empty] | 0.0 |  |  | 0.7 | 1 |  | 0.15 | All Day | 24.0 | 111.6 | 100.8 | 83.7 | 54 | 44.64 | 21.6 | 2.79 | 2.79 | 2.7 | 22.32 | 43.2 | 78.12 | 111.6 | 100.8 | 83.7 | 54 | 44.64 | 21.6 | 2.79 | 2.79 | 2.7 | 22.32 | 43.2 | 78.12 | 568.26 | 568.26 | 0.52873
3605 | Electric heating | Baseboard Heater |  | Heating 1 | [6 empty] | 0.0 |  |  | 0.7 | 1 |  | 0.15 | All Day | 24.0 | 111.6 | 100.8 | 83.7 | 54 | 44.64 | 21.6 | 2.79 | 2.79 | 2.7 | 22.32 | 43.2 | 78.12 | 111.6 | 100.8 | 83.7 | 54 | 44.64 | 21.6 | 2.79 | 2.79 | 2.7 | 22.32 | 43.2 | 78.12 | 568.26 | 568.26 | 0.52873
3606 | Electric heating | Baseboard Heater |  | Heating 1 | [6 empty] | 0.0 |  |  | 0.7 | 1 |  | 0.15 | All Day | 24.0 | 111.6 | 100.8 | 83.7 | 54 | 44.64 | 21.6 | 2.79 | 2.79 | 2.7 | 22.32 | 43.2 | 78.12 | 111.6 | 100.8 | 83.7 | 54 | 44.64 | 21.6 | 2.79 | 2.79 | 2.7 | 22.32 | 43.2 | 78.12 | 568.26 | 568.26 | 0.52873
3607 | Electric heating | Baseboard Heater |  | Heating 1 | [6 empty] | 0.0 |  |  | 0.7 | 1 |  | 0.15 | All Day | 24.0 | 111.6 | 100.8 | 83.7 | 54 | 44.64 | 21.6 | 2.79 | 2.79 | 2.7 | 22.32 | 43.2 | 78.12 | 111.6 | 100.8 | 83.7 | 54 | 44.64 | 21.6 | 2.79 | 2.79 | 2.7 | 22.32 | 43.2 | 78.12 | 568.26 | 568.26 | 0.52873
3608 | Electric heating | Baseboard Heater |  | Heating 1 | [6 empty] | 0.0 |  |  | 0.7 | 1 |  | 0.15 | All Day | 24.0 | 111.6 | 100.8 | 83.7 | 54 | 44.64 | 21.6 | 2.79 | 2.79 | 2.7 | 22.32 | 43.2 | 78.12 | 111.6 | 100.8 | 83.7 | 54 | 44.64 | 21.6 | 2.79 | 2.79 | 2.7 | 22.32 | 43.2 | 78.12 | 568.26 | 568.26 | 0.52873
3609 | Electric heating | Baseboard Heater |  | Heating 1 | [6 empty] | 0.0 |  |  | 0.7 | 1.5 |  | 0.15 | All Day | 24.0 | 111.6 | 100.8 | 83.7 | 54 | 44.64 | 21.6 | 2.79 | 2.79 | 2.7 | 22.32 | 43.2 | 78.12 | 167.4 | 151.2 | 125.55 | 81 | 66.96 | 32.4 | 4.185 | 4.185 | 4.05 | 33.48 | 64.8 | 117.18 | 568.26 | 852.39 | 0.79309
3610 | Electric heating | Force Flow Units |  | Heating 1 | [6 empty] | 0.0 |  |  | 0.7 | 2 |  | 0.3 | All Day | 24.0 | 223.2 | 201.6 | 167.4 | 108 | 89.28 | 43.2 | 5.58 | 5.58 | 5.4 | 44.64 | 86.4 | 156.24 | 446.4 | 403.2 | 334.8 | 216 | 178.56 | 86.4 | 11.16 | 11.16 | 10.8 | 89.28 | 172.8 | 312.48 | 1136.52 | 2273.04 | 0.64159
3611 | Electric heating | RTU-1 Heating | RTU-1 | Heating 1 | [6 empty] | 0.0 |  |  | 0.7 | 5.6 |  | 0.5 | Occupied | 8.571428571428570 | 132.8571 | 120 | 103.6286 | 83.5714 | 39.8571 | 25.7143 | 0 | 0 | 12.8571 | 26.5714 | 83.5714 | 132.8571 | 744 | 672 | 580.32 | 468 | 223.2 | 144 | 0 | 0 | 72 | 148.8 | 468 | 744 | 761.4857 | 4264.32 | 1.2362
3612 | Electric heating | RTU-2 Heating | RTU-2 | Heating 1 | [6 empty] | 0.0 |  |  | 0.7 | 5.6 |  | 0.5 | Occupied | 8.571428571428570 | 132.8571 | 120 | 103.6286 | 83.5714 | 39.8571 | 25.7143 | 0 | 0 | 12.8571 | 26.5714 | 83.5714 | 132.8571 | 744 | 672 | 580.32 | 468 | 223.2 | 144 | 0 | 0 | 72 | 148.8 | 468 | 744 | 761.4857 | 4264.32 | 1.2362
3613 | Electric heating | Electric cabinet heater | ECH-1 | Heating 1 | [6 empty] | 0.0 |  |  | 0.7 | 1.5 |  | 0.1 | All Day | 24.0 | 74.4 | 67.2 | 55.8 | 36 | 29.76 | 14.4 | 1.86 | 1.86 | 1.8 | 14.88 | 28.8 | 74.4 | 111.6 | 100.8 | 83.7 | 54 | 44.64 | 21.6 | 2.79 | 2.79 | 2.7 | 22.32 | 43.2 | 111.6 | 401.16 | 601.74 | 0.28246
3614 | Electric heating | Electric baseboard | EBH-1 | Heating 1 | [6 empty] | 0.0 |  |  | 0.7 | 2 |  | 0.1 | All Day | 24.0 | 74.4 | 67.2 | 55.8 | 36 | 29.76 | 14.4 | 1.86 | 1.86 | 1.8 | 14.88 | 28.8 | 74.4 | 148.8 | 134.4 | 111.6 | 72 | 59.52 | 28.8 | 3.72 | 3.72 | 3.6 | 29.76 | 57.6 | 148.8 | 401.16 | 802.32 | 0.37661
3615 | Electric heating | Electric baseboard | EBH-4 | Heating 1 | [6 empty] | 0.0 |  |  | 0.7 | 0.75 |  | 0.1 | All Day | 24.0 | 74.4 | 67.2 | 55.8 | 36 | 29.76 | 14.4 | 1.86 | 1.86 | 1.8 | 14.88 | 28.8 | 74.4 | 55.8 | 50.4 | 41.85 | 27 | 22.32 | 10.8 | 1.395 | 1.395 | 1.35 | 11.16 | 21.6 | 55.8 | 401.16 | 300.87 | 0.14123
3616 | Electric heating | Electric Heater |  | Heating 1 | [6 empty] | 0.0 |  |  | 0.7 | 9 |  | 0.2 | All Day | 24.0 | 148.8 | 134.4 | 111.6 | 72 | 59.52 | 28.8 | 3.72 | 3.72 | 3.6 | 29.76 | 57.6 | 148.8 | 1339.2 | 1209.6 | 1004.4 | 648 | 535.68 | 259.2 | 33.48 | 33.48 | 32.4 | 267.84 | 518.4 | 1339.2 | 802.32 | 7220.88 | 0.88937
3617 | Electric heating | Electric Heater |  | Heating 1 | [6 empty] | 0.0 |  |  | 0.7 | 9 |  | 0.2 | All Day | 24.0 | 148.8 | 134.4 | 111.6 | 72 | 59.52 | 28.8 | 3.72 | 3.72 | 3.6 | 29.76 | 57.6 | 148.8 | 1339.2 | 1209.6 | 1004.4 | 648 | 535.68 | 259.2 | 33.48 | 33.48 | 32.4 | 267.84 | 518.4 | 1339.2 | 802.32 | 7220.88 | 0.88937
3618 | Electric heating | Force Flow Heater |  | Heating 1 | [6 empty] | 0.0 |  |  | 0.7 | 3 |  | 0.3 | All Day | 24.0 | 223.2 | 201.6 | 167.4 | 129.6 | 44.64 | 0 | 0 | 0 | 0 | 44.64 | 108 | 178.56 | 669.6 | 604.8 | 502.2 | 388.8 | 133.92 | 0 | 0 | 0 | 0 | 133.92 | 324 | 535.68 | 1097.64 | 3292.92 | 2.827
3619 | Electric heating | Force Flow Heater |  | Heating 1 | [6 empty] | 0.0 |  |  | 0.7 | 0.5 |  | 0.3 | All Day | 24.0 | 223.2 | 201.6 | 167.4 | 129.6 | 44.64 | 0 | 0 | 0 | 0 | 44.64 | 108 | 178.56 | 111.6 | 100.8 | 83.7 | 64.8 | 22.32 | 0 | 0 | 0 | 0 | 22.32 | 54 | 89.28 | 1097.64 | 548.82 | 0.47116
3620 | Electric heating | Force Flow Heater |  | Heating 1 | [6 empty] | 0.0 |  |  | 0.7 | 3 |  | 0.3 | All Day | 24.0 | 223.2 | 201.6 | 167.4 | 129.6 | 44.64 | 0 | 0 | 0 | 0 | 44.64 | 108 | 178.56 | 669.6 | 604.8 | 502.2 | 388.8 | 133.92 | 0 | 0 | 0 | 0 | 133.92 | 324 | 535.68 | 1097.64 | 3292.92 | 2.827
3621 | Electric heating | Force Flow Heater |  | Heating 1 | [6 empty] | 0.0 |  |  | 0.7 | 2.5 |  | 0.6 | All Day | 24.0 | 446.4 | 403.2 | 334.8 | 259.2 | 89.28 | 0 | 0 | 0 | 0 | 89.28 | 216 | 357.12 | 1116 | 1008 | 837 | 648 | 223.2 | 0 | 0 | 0 | 0 | 223.2 | 540 | 892.8 | 2195.28 | 5488.2 | 4.7116
3622 | Electric heating | Force Flow Heater |  | Heating 1 | [6 empty] | 0.0 |  |  | 0.7 | 2.5 |  | 0.6 | All Day | 24.0 | 446.4 | 403.2 | 334.8 | 259.2 | 89.28 | 0 | 0 | 0 | 0 | 89.28 | 216 | 357.12 | 1116 | 1008 | 837 | 648 | 223.2 | 0 | 0 | 0 | 0 | 223.2 | 540 | 892.8 | 2195.28 | 5488.2 | 4.7116
3623 | Electric heating | Force Flow Heater |  | Heating 1 | [6 empty] | 0.0 |  |  | 0.7 | 2.5 |  | 0.6 | All Day | 24.0 | 446.4 | 403.2 | 334.8 | 259.2 | 89.28 | 0 | 0 | 0 | 0 | 89.28 | 216 | 357.12 | 1116 | 1008 | 837 | 648 | 223.2 | 0 | 0 | 0 | 0 | 223.2 | 540 | 892.8 | 2195.28 | 5488.2 | 4.7116
3624 | Electric heating | Force Flow Heater |  | Heating 1 | [6 empty] | 0.0 |  |  | 0.7 | 1.5 |  | 0.6 | All Day | 24.0 | 446.4 | 403.2 | 334.8 | 259.2 | 89.28 | 0 | 0 | 0 | 0 | 89.28 | 216 | 357.12 | 669.6 | 604.8 | 502.2 | 388.8 | 133.92 | 0 | 0 | 0 | 0 | 133.92 | 324 | 535.68 | 2195.28 | 3292.92 | 2.827
3625 | Electric heating | Force Flow Heater |  | Heating 1 | [6 empty] | 0.0 |  |  | 0.7 | 3 |  | 0.6 | All Day | 24.0 | 446.4 | 403.2 | 334.8 | 259.2 | 89.28 | 0 | 0 | 0 | 0 | 89.28 | 216 | 357.12 | 1339.2 | 1209.6 | 1004.4 | 777.6 | 267.84 | 0 | 0 | 0 | 0 | 267.84 | 648 | 1071.36 | 2195.28 | 6585.84 | 5.654
3626 | Electric heating | Force Flow Heater |  | Heating 1 | [6 empty] | 0.0 |  |  | 0.7 | 3 |  | 0.6 | All Day | 24.0 | 446.4 | 403.2 | 334.8 | 259.2 | 89.28 | 0 | 0 | 0 | 0 | 89.28 | 216 | 357.12 | 1339.2 | 1209.6 | 1004.4 | 777.6 | 267.84 | 0 | 0 | 0 | 0 | 267.84 | 648 | 1071.36 | 2195.28 | 6585.84 | 5.654
3627 | Electric heating | Force Flow Heater |  | Heating 1 | [6 empty] | 0.0 |  |  | 0.7 | 3 |  | 0.6 | All Day | 24.0 | 446.4 | 403.2 | 334.8 | 259.2 | 89.28 | 0 | 0 | 0 | 0 | 89.28 | 216 | 357.12 | 1339.2 | 1209.6 | 1004.4 | 777.6 | 267.84 | 0 | 0 | 0 | 0 | 267.84 | 648 | 1071.36 | 2195.28 | 6585.84 | 5.654
3628 | Electric heating | Force Flow Heater |  | Heating 1 | [6 empty] | 0.0 |  |  | 0.7 | 3 |  | 0.6 | All Day | 24.0 | 446.4 | 403.2 | 334.8 | 259.2 | 89.28 | 0 | 0 | 0 | 0 | 89.28 | 216 | 357.12 | 1339.2 | 1209.6 | 1004.4 | 777.6 | 267.84 | 0 | 0 | 0 | 0 | 267.84 | 648 | 1071.36 | 2195.28 | 6585.84 | 5.654
3629 | Electric heating | Force Flow Heater |  | Heating 1 | [6 empty] | 0.0 |  |  | 0.7 | 3 |  | 0.6 | All Day | 24.0 | 446.4 | 403.2 | 334.8 | 259.2 | 89.28 | 0 | 0 | 0 | 0 | 89.28 | 216 | 357.12 | 1339.2 | 1209.6 | 1004.4 | 777.6 | 267.84 | 0 | 0 | 0 | 0 | 267.84 | 648 | 1071.36 | 2195.28 | 6585.84 | 5.654
3630 | Electric heating | Force Flow Heater |  | Heating 1 | [6 empty] | 0.0 |  |  | 0.7 | 3 |  | 0.6 | All Day | 24.0 | 446.4 | 403.2 | 334.8 | 259.2 | 89.28 | 0 | 0 | 0 | 0 | 89.28 | 216 | 357.12 | 1339.2 | 1209.6 | 1004.4 | 777.6 | 267.84 | 0 | 0 | 0 | 0 | 267.84 | 648 | 1071.36 | 2195.28 | 6585.84 | 5.654
3631 | Electric heating | Force Flow Heater |  | Heating 1 | [6 empty] | 0.0 |  |  | 0.7 | 3 |  | 0.6 | All Day | 24.0 | 446.4 | 403.2 | 334.8 | 259.2 | 89.28 | 0 | 0 | 0 | 0 | 89.28 | 216 | 357.12 | 1339.2 | 1209.6 | 1004.4 | 777.6 | 267.84 | 0 | 0 | 0 | 0 | 267.84 | 648 | 1071.36 | 2195.28 | 6585.84 | 5.654
3632 | Electric heating | Force Flow Heater |  | Heating 1 | [6 empty] | 0.0 |  |  | 0.7 | 3 |  | 0.6 | All Day | 24.0 | 446.4 | 403.2 | 334.8 | 259.2 | 89.28 | 0 | 0 | 0 | 0 | 89.28 | 216 | 357.12 | 1339.2 | 1209.6 | 1004.4 | 777.6 | 267.84 | 0 | 0 | 0 | 0 | 267.84 | 648 | 1071.36 | 2195.28 | 6585.84 | 5.654
3633 | Electric heating | Force Flow Heater |  | Heating 1 | [6 empty] | 0.0 |  |  | 0.7 | 3 |  | 0.6 | All Day | 24.0 | 446.4 | 403.2 | 334.8 | 259.2 | 89.28 | 0 | 0 | 0 | 0 | 89.28 | 216 | 357.12 | 1339.2 | 1209.6 | 1004.4 | 777.6 | 267.84 | 0 | 0 | 0 | 0 | 267.84 | 648 | 1071.36 | 2195.28 | 6585.84 | 5.654
3634 | AC system | Tenant RTUs |  | Cooling 1 | [6 empty] | 0.0 |  |  | 0.7 | 150 |  | 0.35 | Occupied (Example) | 12.0 | 0 | 0 | 0 | 0 | 13.02 | 107.1 | 117.18 | 123.69 | 12.6 | 13.02 | 37.8 | 0 | 0 | 0 | 0 | 0 | 1953 | 16065 | 17577 | 18553.5 | 1890 | 1953 | 5670 | 0 | 424.41 | 63661.5 | 5.0446
3635 | Electric heating | Force flow heater |  | Heating 1 | [6 empty] | 0.0 |  |  | 0.7 | 4 |  | 0.4 |  | 24.0 | 297.6 | 268.8 | 223.2 | 144 | 119.04 | 28.8 | 29.76 | 29.76 | 28.8 | 29.76 | 172.8 | 208.32 | 1190.4 | 1075.2 | 892.8 | 576 | 476.16 | 115.2 | 119.04 | 119.04 | 115.2 | 119.04 | 691.2 | 833.28 | 1580.64 | 6322.56 | 0.87819
3636 | Electric heating | Baseboard heater |  | Heating 1 | [6 empty] | 0.0 |  |  | 0.7 | 1.5 |  | 0.4 |  | 24.0 | 297.6 | 268.8 | 223.2 | 144 | 119.04 | 28.8 | 29.76 | 29.76 | 28.8 | 29.76 | 172.8 | 208.32 | 446.4 | 403.2 | 334.8 | 216 | 178.56 | 43.2 | 44.64 | 44.64 | 43.2 | 44.64 | 259.2 | 312.48 | 1580.64 | 2370.96 | 0.32932
3637 | Electric heating | Baseboard heater |  | Heating 1 | [6 empty] | 0.0 |  |  | 0.7 | 1.5 |  | 0.4 |  | 24.0 | 297.6 | 268.8 | 223.2 | 144 | 119.04 | 28.8 | 29.76 | 29.76 | 28.8 | 29.76 | 172.8 | 208.32 | 446.4 | 403.2 | 334.8 | 216 | 178.56 | 43.2 | 44.64 | 44.64 | 43.2 | 44.64 | 259.2 | 312.48 | 1580.64 | 2370.96 | 0.32932
3638 | Electric heating | Electric Baseboards x53 |  | Heating 1 | [6 empty] | 0.0 |  |  | 0.7 | 212 |  | 0.2 | All Day | 24.0 | 208.32 | 147.84 | 104.16 | 50.4 | 14.88 | 14.4 | 3.72 | 3.72 | 28.8 | 59.52 | 144 | 178.56 | 44163.84 | 31342.08 | 22081.92 | 10684.8 | 3154.56 | 3052.8 | 788.64 | 788.64 | 6105.6 | 12618.24 | 30528 | 37854.72 | 958.32 | 203163.84 | 66.1795
3639 | Electric heating | Electric Baseboards x26 |  | Heating 1 | [6 empty] | 0.0 |  |  | 0.7 | 31.5 |  | 0.2 | All Day | 24.0 | 208.32 | 147.84 | 104.16 | 50.4 | 14.88 | 14.4 | 3.72 | 3.72 | 28.8 | 59.52 | 144 | 178.56 | 6562.08 | 4656.96 | 3281.04 | 1587.6 | 468.72 | 453.6 | 117.18 | 117.18 | 907.2 | 1874.88 | 4536 | 5624.64 | 958.32 | 30187.08 | 9.8333
3640 | Electric heating | Baseboard Heater |  | Heating 1 | [6 empty] | 0.0 |  |  | 0.7 | 1 |  | 0.25 | All Day | 24.0 | 186 | 168 | 139.5 | 90 | 74.4 | 36 | 4.65 | 4.65 | 4.5 | 37.2 | 72 | 130.2 | 186 | 168 | 139.5 | 90 | 74.4 | 36 | 4.65 | 4.65 | 4.5 | 37.2 | 72 | 130.2 | 947.1 | 947.1 | 3.4546
3641 | Electric heating | Baseboard Heater |  | Heating 1 | [6 empty] | 0.0 |  |  | 0.7 | 1 |  | 0.25 | All Day | 24.0 | 186 | 168 | 139.5 | 90 | 74.4 | 36 | 4.65 | 4.65 | 4.5 | 37.2 | 72 | 130.2 | 186 | 168 | 139.5 | 90 | 74.4 | 36 | 4.65 | 4.65 | 4.5 | 37.2 | 72 | 130.2 | 947.1 | 947.1 | 3.4546
3642 | Electric heating | Baseboard Heater |  | Heating 1 | [6 empty] | 0.0 |  |  | 0.7 | 1 |  | 0.25 | All Day | 24.0 | 186 | 168 | 139.5 | 90 | 74.4 | 36 | 4.65 | 4.65 | 4.5 | 37.2 | 72 | 130.2 | 186 | 168 | 139.5 | 90 | 74.4 | 36 | 4.65 | 4.65 | 4.5 | 37.2 | 72 | 130.2 | 947.1 | 947.1 | 3.4546
3643 | Pump | Pump | P-3 | Uniform | [6 empty] | 0.0 |  |  | 0.7 | 0.2 |  | 0.15 | Occupied | 11.428571428571400 | 53.1429 | 48 | 53.1429 | 51.4286 | 53.1429 | 51.4286 | 53.1429 | 53.1429 | 51.4286 | 53.1429 | 51.4286 | 53.1429 | 10.6286 | 9.6 | 10.6286 | 10.2857 | 10.6286 | 10.2857 | 10.6286 | 10.6286 | 10.2857 | 10.6286 | 10.2857 | 10.6286 | 625.7143 | 125.1429 | 0.17278
3644 | Electric Heating | Carl Jrs Duct Heater | DH-1 | Heating 1 | [6 empty] | 0.0 |  |  | 0.7 | 11.7 |  | 0.5 | Occupied | 12.0 | 186 | 126 | 113.8811 | 108 | 55.8 | 36 | 18.6 | 18.6 | 18 | 65.8018 | 88.1066 | 186 | 2176.2 | 1474.2 | 1332.4088 | 1263.6 | 652.86 | 421.2 | 217.62 | 217.62 | 210.6 | 769.8813 | 1030.8467 | 2176.2 | 1020.7895 | 11943.2368 | 1.4288
3645 | Electric Heating | Carl Jrs Duct Heater | DH-1 | Heating 1 | [6 empty] | 0.0 |  |  | 0.7 | 11.7 |  | 0.5 | Occupied | 12.0 | 186 | 126 | 113.8811 | 108 | 55.8 | 36 | 18.6 | 18.6 | 18 | 65.8018 | 88.1066 | 186 | 2176.2 | 1474.2 | 1332.4088 | 1263.6 | 652.86 | 421.2 | 217.62 | 217.62 | 210.6 | 769.8813 | 1030.8467 | 2176.2 | 1020.7895 | 11943.2368 | 1.4288
3646 | Electric heating | Electric Baseboard |  | Heating 1 | [6 empty] | 0.0 |  |  | 0.7 | 7.5 |  | 0.2 | All Day | 24.0 | 133.92 | 134.4 | 89.28 | 14.4 | 11.16 | 14.4 | 0 | 0 | 7.2 | 37.2 | 86.4 | 148.8 | 1004.4 | 1008 | 669.6 | 108 | 83.7 | 108 | 0 | 0 | 54 | 279 | 648 | 1116 | 677.16 | 5078.7 | 1.6584
3647 | Electric heating | Electric Heat Trace |  | Heating 1 | [6 empty] | 0.0 |  |  | 0.7 | 10 |  | 0.2 | All Day | 24.0 | 133.92 | 134.4 | 89.28 | 14.4 | 11.16 | 14.4 | 0 | 0 | 7.2 | 37.2 | 86.4 | 148.8 | 1339.2 | 1344 | 892.8 | 144 | 111.6 | 144 | 0 | 0 | 72 | 372 | 864 | 1488 | 677.16 | 6771.6 | 2.2111
3648 | Electric heating | Electric Force Flow |  | Heating 1 | [6 empty] | 0.0 |  |  | 0.7 | 4.8 |  | 0.4 | All Day | 24.0 | 267.84 | 268.8 | 178.56 | 28.8 | 22.32 | 28.8 | 0 | 0 | 14.4 | 74.4 | 172.8 | 297.6 | 1285.632 | 1290.24 | 857.088 | 138.24 | 107.136 | 138.24 | 0 | 0 | 69.12 | 357.12 | 829.44 | 1428.48 | 1354.32 | 6500.736 | 2.1227
3649 | Electric heating | Baseboards |  | Heating 1 | [6 empty] | 0.0 |  |  | 0.7 | 6 |  | 0.3 | All Day | 24.0 | 223.2 | 201.6 | 167.4 | 108 | 66.96 | 21.6 | 5.58 | 5.58 | 64.8 | 111.6 | 172.8 | 223.2 | 1339.2 | 1209.6 | 1004.4 | 648 | 401.76 | 129.6 | 33.48 | 33.48 | 388.8 | 669.6 | 1036.8 | 1339.2 | 1372.32 | 8233.92 | 23.7723
3650 | Electric heating | Foced Flow Elec. Heating | FF-1 | Heating 1 | [6 empty] | 0.0 |  |  | 0.7 | 5.9 |  | 0.4 | All Day | 24.0 | 267.84 | 228.48 | 232.128 | 181.44 | 148.8 | 129.6 | 119.04 | 142.848 | 167.04 | 217.248 | 216 | 297.6 | 1580.256 | 1348.032 | 1369.5552 | 1070.496 | 877.92 | 764.64 | 702.336 | 842.8032 | 985.536 | 1281.7632 | 1274.4 | 1755.84 | 2348.064 | 13853.5776 | 0.54976
3651 | Electric heating | Foced Flow Elec. Heating | FF-2 | Heating 1 | [6 empty] | 0.0 |  |  | 0.7 | 2.9 |  | 0.4 | All Day | 24.0 | 267.84 | 228.48 | 232.128 | 181.44 | 148.8 | 129.6 | 119.04 | 142.848 | 167.04 | 217.248 | 216 | 297.6 | 776.736 | 662.592 | 673.1712 | 526.176 | 431.52 | 375.84 | 345.216 | 414.2592 | 484.416 | 630.0192 | 626.4 | 863.04 | 2348.064 | 6809.3856 | 0.27022
3652 | Electric heating | Foced Flow Elec. Heating | FF-3 | Heating 1 | [6 empty] | 0.0 |  |  | 0.7 | 5.9 |  | 0.4 | All Day | 24.0 | 267.84 | 228.48 | 232.128 | 181.44 | 148.8 | 129.6 | 119.04 | 142.848 | 167.04 | 217.248 | 216 | 297.6 | 1580.256 | 1348.032 | 1369.5552 | 1070.496 | 877.92 | 764.64 | 702.336 | 842.8032 | 985.536 | 1281.7632 | 1274.4 | 1755.84 | 2348.064 | 13853.5776 | 0.54976
3653 | Electric heating | Force flow heater |  | Heating 1 | [6 empty] | 0.0 |  |  | 0.7 | 6 |  | 0.5 |  | 7.785714285714290 | 120.6786 | 109 | 90.5089 | 58.3929 | 48.2714 | 11.6786 | 12.0679 | 12.0679 | 11.6786 | 12.0679 | 70.0714 | 84.475 | 724.0714 | 654 | 543.0536 | 350.3571 | 289.6286 | 70.0714 | 72.4071 | 72.4071 | 70.0714 | 72.4071 | 420.4286 | 506.85 | 640.9589 | 3845.7536 | 0.53417
3654 | Electric heating | Force flow heater |  | Heating 1 | [6 empty] | 0.0 |  |  | 0.7 | 15 |  | 0.5 |  | 7.785714285714290 | 120.6786 | 109 | 90.5089 | 58.3929 | 48.2714 | 11.6786 | 12.0679 | 12.0679 | 11.6786 | 12.0679 | 70.0714 | 84.475 | 1810.1786 | 1635 | 1357.6339 | 875.8929 | 724.0714 | 175.1786 | 181.0179 | 181.0179 | 175.1786 | 181.0179 | 1051.0714 | 1267.125 | 640.9589 | 9614.3839 | 1.3354
3655 | Electric heating | Heating Coil | Elec. Furnace No.1 | Heating 1 | [6 empty] | 0.0 |  |  | 0.7 | 7.5 |  | 0.5 |  | 7.785714285714290 | 120.6786 | 109 | 90.5089 | 58.3929 | 48.2714 | 11.6786 | 12.0679 | 12.0679 | 11.6786 | 12.0679 | 70.0714 | 84.475 | 905.0893 | 817.5 | 678.817 | 437.9464 | 362.0357 | 87.5893 | 90.5089 | 90.5089 | 87.5893 | 90.5089 | 525.5357 | 633.5625 | 640.9589 | 4807.192 | 0.66771
3656 | Electric heating | Heating Coil | Elec. Furnace No.2 | Heating 1 | [6 empty] | 0.0 |  |  | 0.7 | 7.5 |  | 0.5 |  | 7.785714285714290 | 120.6786 | 109 | 90.5089 | 58.3929 | 48.2714 | 11.6786 | 12.0679 | 12.0679 | 11.6786 | 12.0679 | 70.0714 | 84.475 | 905.0893 | 817.5 | 678.817 | 437.9464 | 362.0357 | 87.5893 | 90.5089 | 90.5089 | 87.5893 | 90.5089 | 525.5357 | 633.5625 | 640.9589 | 4807.192 | 0.66771
3657 | Electric heating | Heating Coil | RTU-1 | Heating 1 | [6 empty] | 0.0 |  |  | 0.7 | 15 |  | 0.5 |  | 7.785714285714290 | 120.6786 | 109 | 90.5089 | 58.3929 | 48.2714 | 11.6786 | 12.0679 | 12.0679 | 11.6786 | 12.0679 | 70.0714 | 84.475 | 1810.1786 | 1635 | 1357.6339 | 875.8929 | 724.0714 | 175.1786 | 181.0179 | 181.0179 | 175.1786 | 181.0179 | 1051.0714 | 1267.125 | 640.9589 | 9614.3839 | 1.3354
3658 | Electric heating | Force flow heater |  | Heating 1 | [6 empty] | 0.0 |  |  | 0.7 | 1.125 |  | 0.5 |  | 7.785714285714290 | 120.6786 | 109 | 90.5089 | 58.3929 | 48.2714 | 11.6786 | 12.0679 | 12.0679 | 11.6786 | 12.0679 | 70.0714 | 84.475 | 135.7634 | 122.625 | 101.8225 | 65.692 | 54.3054 | 13.1384 | 13.5763 | 13.5763 | 13.1384 | 13.5763 | 78.8304 | 95.0344 | 640.9589 | 721.0788 | 0.10016
3659 | Electric heating | Force flow heater |  | Heating 1 | [6 empty] | 0.0 |  |  | 0.7 | 1.125 |  | 0.5 |  | 7.785714285714290 | 120.6786 | 109 | 90.5089 | 58.3929 | 48.2714 | 11.6786 | 12.0679 | 12.0679 | 11.6786 | 12.0679 | 70.0714 | 84.475 | 135.7634 | 122.625 | 101.8225 | 65.692 | 54.3054 | 13.1384 | 13.5763 | 13.5763 | 13.1384 | 13.5763 | 78.8304 | 95.0344 | 640.9589 | 721.0788 | 0.10016
3660 | Electric heating | Force flow heater |  | Heating 1 | [6 empty] | 0.0 |  |  | 0.7 | 1.125 |  | 0.5 |  | 7.785714285714290 | 120.6786 | 109 | 90.5089 | 58.3929 | 48.2714 | 11.6786 | 12.0679 | 12.0679 | 11.6786 | 12.0679 | 70.0714 | 84.475 | 135.7634 | 122.625 | 101.8225 | 65.692 | 54.3054 | 13.1384 | 13.5763 | 13.5763 | 13.1384 | 13.5763 | 78.8304 | 95.0344 | 640.9589 | 721.0788 | 0.10016
3661 | Electric heating | Baseboard heater |  | Heating 1 | [6 empty] | 0.0 |  |  | 0.7 | 1.5 |  | 0.5 |  | 7.785714285714290 | 120.6786 | 109 | 90.5089 | 58.3929 | 48.2714 | 11.6786 | 12.0679 | 12.0679 | 11.6786 | 12.0679 | 70.0714 | 84.475 | 181.0179 | 163.5 | 135.7634 | 87.5893 | 72.4071 | 17.5179 | 18.1018 | 18.1018 | 17.5179 | 18.1018 | 105.1071 | 126.7125 | 640.9589 | 961.4384 | 0.13354
3662 | Electric heating | Baseboard heater |  | Heating 1 | [6 empty] | 0.0 |  |  | 0.7 | 1.5 |  | 0.5 |  | 7.785714285714290 | 120.6786 | 109 | 90.5089 | 58.3929 | 48.2714 | 11.6786 | 12.0679 | 12.0679 | 11.6786 | 12.0679 | 70.0714 | 84.475 | 181.0179 | 163.5 | 135.7634 | 87.5893 | 72.4071 | 17.5179 | 18.1018 | 18.1018 | 17.5179 | 18.1018 | 105.1071 | 126.7125 | 640.9589 | 961.4384 | 0.13354
3663 | Electric heating | Baseboard heater |  | Heating 1 | [6 empty] | 0.0 |  |  | 0.7 | 1.5 |  | 0.5 |  | 7.785714285714290 | 120.6786 | 109 | 90.5089 | 58.3929 | 48.2714 | 11.6786 | 12.0679 | 12.0679 | 11.6786 | 12.0679 | 70.0714 | 84.475 | 181.0179 | 163.5 | 135.7634 | 87.5893 | 72.4071 | 17.5179 | 18.1018 | 18.1018 | 17.5179 | 18.1018 | 105.1071 | 126.7125 | 640.9589 | 961.4384 | 0.13354
3664 | Electric heating | Baseboard heater |  | Heating 1 | [6 empty] | 0.0 |  |  | 0.7 | 1.5 |  | 0.5 |  | 7.785714285714290 | 120.6786 | 109 | 90.5089 | 58.3929 | 48.2714 | 11.6786 | 12.0679 | 12.0679 | 11.6786 | 12.0679 | 70.0714 | 84.475 | 181.0179 | 163.5 | 135.7634 | 87.5893 | 72.4071 | 17.5179 | 18.1018 | 18.1018 | 17.5179 | 18.1018 | 105.1071 | 126.7125 | 640.9589 | 961.4384 | 0.13354
3665 | Electric heating | Baseboard heater |  | Heating 1 | [6 empty] | 0.0 |  |  | 0.7 | 1.5 |  | 0.5 |  | 7.785714285714290 | 120.6786 | 109 | 90.5089 | 58.3929 | 48.2714 | 11.6786 | 12.0679 | 12.0679 | 11.6786 | 12.0679 | 70.0714 | 84.475 | 181.0179 | 163.5 | 135.7634 | 87.5893 | 72.4071 | 17.5179 | 18.1018 | 18.1018 | 17.5179 | 18.1018 | 105.1071 | 126.7125 | 640.9589 | 961.4384 | 0.13354
3666 | Electric heating | Baseboard heater |  | Heating 1 | [6 empty] | 0.0 |  |  | 0.7 | 1.5 |  | 0.5 |  | 7.785714285714290 | 120.6786 | 109 | 90.5089 | 58.3929 | 48.2714 | 11.6786 | 12.0679 | 12.0679 | 11.6786 | 12.0679 | 70.0714 | 84.475 | 181.0179 | 163.5 | 135.7634 | 87.5893 | 72.4071 | 17.5179 | 18.1018 | 18.1018 | 17.5179 | 18.1018 | 105.1071 | 126.7125 | 640.9589 | 961.4384 | 0.13354
3667 | Electric heating | Baseboard heater |  | Heating 1 | [6 empty] | 0.0 |  |  | 0.7 | 1.5 |  | 0.5 |  | 7.785714285714290 | 120.6786 | 109 | 90.5089 | 58.3929 | 48.2714 | 11.6786 | 12.0679 | 12.0679 | 11.6786 | 12.0679 | 70.0714 | 84.475 | 181.0179 | 163.5 | 135.7634 | 87.5893 | 72.4071 | 17.5179 | 18.1018 | 18.1018 | 17.5179 | 18.1018 | 105.1071 | 126.7125 | 640.9589 | 961.4384 | 0.13354
3668 | AC system | MUA |  | Cooling 1 | [6 empty] | 0.0 |  |  | 0.7 | 6.567 |  | 0.65 | All Day | 24.0 | 0 | 0 | 0 | 0 | 48.36 | 397.8 | 435.24 | 459.42 | 46.8 | 48.36 | 140.4 | 0 | 0 | 0 | 0 | 0 | 317.5787 | 2612.3409 | 2858.2082 | 3016.9976 | 307.3342 | 317.5787 | 922.0027 | 0 | 1576.38 | 10352.041 | 0.8203
3669 | AC system | Common Area RTU - Compressors |  | Cooling 1 | [6 empty] | 0.0 |  |  | 0.7 | 139.9306 |  | 0.65 | All Day | 24.0 | 0 | 0 | 0 | 0 | 48.36 | 397.8 | 435.24 | 459.42 | 46.8 | 48.36 | 140.4 | 0 | 0 | 0 | 0 | 0 | 6767.0459 | 55664.4102 | 60903.4135 | 64286.9365 | 6548.7541 | 6767.0459 | 19646.2624 | 0 | 1576.38 | 220583.8686 | 17.4791
3670 | AC system | Replacement unit Compressors |  | Cooling 1 | [6 empty] | 0.0 |  |  | 0.7 | 20.5575 |  | 0.65 | All Day | 24.0 | 0 | 0 | 0 | 0 | 48.36 | 397.8 | 435.24 | 459.42 | 46.8 | 48.36 | 140.4 | 0 | 0 | 0 | 0 | 0 | 994.1594 | 8177.7627 | 8947.4345 | 9444.5142 | 962.0897 | 994.1594 | 2886.2692 | 0 | 1576.38 | 32406.3891 | 2.5679
3671 | Electric heating | Electric Baseboard |  | Heating 1 | [6 empty] | 0.0 |  |  | 0.7 | 2 |  | 0.15 | All Day | 24.0 | 111.6 | 100.8 | 83.7 | 54 | 22.32 | 10.8 | 2.79 | 2.79 | 0 | 44.64 | 86.4 | 111.6 | 223.2 | 201.6 | 167.4 | 108 | 44.64 | 21.6 | 5.58 | 5.58 | 0 | 89.28 | 172.8 | 223.2 | 631.44 | 1262.88 | 0.46242
3672 | Electric heating | Force Flow Heater |  | Heating 1 | [6 empty] | 0.0 |  |  | 0.7 | 1 |  | 0.15 | All Day | 24.0 | 111.6 | 100.8 | 83.7 | 54 | 22.32 | 10.8 | 2.79 | 2.79 | 0 | 44.64 | 86.4 | 111.6 | 111.6 | 100.8 | 83.7 | 54 | 22.32 | 10.8 | 2.79 | 2.79 | 0 | 44.64 | 86.4 | 111.6 | 631.44 | 631.44 | 0.23121
3673 | Electric heating | Infrarred Heater |  | Heating 1 | [6 empty] | 0.0 |  |  | 0.7 | 1.5 |  | 0.15 | All Day | 24.0 | 111.6 | 100.8 | 83.7 | 54 | 22.32 | 10.8 | 2.79 | 2.79 | 0 | 44.64 | 86.4 | 111.6 | 167.4 | 151.2 | 125.55 | 81 | 33.48 | 16.2 | 4.185 | 4.185 | 0 | 66.96 | 129.6 | 167.4 | 631.44 | 947.16 | 0.34682
3674 | Electric heating | Infrarred Heater |  | Heating 1 | [6 empty] | 0.0 |  |  | 0.7 | 1.5 |  | 0.15 | All Day | 24.0 | 111.6 | 100.8 | 83.7 | 54 | 22.32 | 10.8 | 2.79 | 2.79 | 0 | 44.64 | 86.4 | 111.6 | 167.4 | 151.2 | 125.55 | 81 | 33.48 | 16.2 | 4.185 | 4.185 | 0 | 66.96 | 129.6 | 167.4 | 631.44 | 947.16 | 0.34682
3675 | Electric heating | Baseboard heater |  | Heating 1 | [6 empty] | 0.0 |  |  | 0.7 | 1.5 |  | 1 |  | 7.785714285714290 | 241.3571 | 218 | 181.0179 | 116.7857 | 96.5429 | 23.3571 | 24.1357 | 24.1357 | 23.3571 | 24.1357 | 140.1429 | 168.95 | 362.0357 | 327 | 271.5268 | 175.1786 | 144.8143 | 35.0357 | 36.2036 | 36.2036 | 35.0357 | 36.2036 | 210.2143 | 253.425 | 1281.9179 | 1922.8768 | 0.26708
3676 | Electric heating | Electric Duct Heater | AHU-3 | Heating 1 | [6 empty] | 0.0 |  |  | 0.7 | 60 |  | 0.45 | All Day | 24.0 | 334.8 | 272.16 | 234.36 | 210.6 | 133.92 | 64.8 | 33.48 | 33.48 | 129.6 | 200.88 | 324 | 334.8 | 20088 | 16329.6 | 14061.6 | 12636 | 8035.2 | 3888 | 2008.8 | 2008.8 | 7776 | 12052.8 | 19440 | 20088 | 2306.88 | 138412.8 | 27.4384
3677 | Electric heating | Electric Duct Heater | AHU-1 | Heating 1 | [6 empty] | 0.0 |  |  | 0.7 | 22 |  | 0.45 | All Day | 24.0 | 334.8 | 272.16 | 234.36 | 210.6 | 133.92 | 64.8 | 33.48 | 33.48 | 129.6 | 200.88 | 324 | 334.8 | 7365.6 | 5987.52 | 5155.92 | 4633.2 | 2946.24 | 1425.6 | 736.56 | 736.56 | 2851.2 | 4419.36 | 7128 | 7365.6 | 2306.88 | 50751.36 | 10.0608
3678 | Electric heating | Electric Duct Heater | AHU-4 | Heating 1 | [6 empty] | 0.0 |  |  | 0.7 | 60 |  | 0.45 | All Day | 24.0 | 334.8 | 272.16 | 234.36 | 210.6 | 133.92 | 64.8 | 33.48 | 33.48 | 129.6 | 200.88 | 324 | 334.8 | 20088 | 16329.6 | 14061.6 | 12636 | 8035.2 | 3888 | 2008.8 | 2008.8 | 7776 | 12052.8 | 19440 | 20088 | 2306.88 | 138412.8 | 27.4384
3679 | Electric heating | Electric Duct Heater | AHU-2 | Heating 1 | [6 empty] | 0.0 |  |  | 0.7 | 22 |  | 0.45 | All Day | 24.0 | 334.8 | 272.16 | 234.36 | 210.6 | 133.92 | 64.8 | 33.48 | 33.48 | 129.6 | 200.88 | 324 | 334.8 | 7365.6 | 5987.52 | 5155.92 | 4633.2 | 2946.24 | 1425.6 | 736.56 | 736.56 | 2851.2 | 4419.36 | 7128 | 7365.6 | 2306.88 | 50751.36 | 10.0608
3680 | Electric heating | Beaseboard heater |  | Heating 1 | [6 empty] | 0.0 |  |  | 0.7 | 1.75 |  | 0.3 | All Day | 24.0 | 44.64 | 40.32 | 46.872 | 43.2 | 89.28 | 129.6 | 133.92 | 133.92 | 43.2 | 44.64 | 43.2 | 44.64 | 78.12 | 70.56 | 82.026 | 75.6 | 156.24 | 226.8 | 234.36 | 234.36 | 75.6 | 78.12 | 75.6 | 78.12 | 837.432 | 1465.506 | 4.4098
3681 | Electric heating | Beaseboard heater |  | Heating 1 | [6 empty] | 0.0 |  |  | 0.7 | 1.75 |  | 0.3 | All Day | 24.0 | 44.64 | 40.32 | 46.872 | 43.2 | 89.28 | 129.6 | 133.92 | 133.92 | 43.2 | 44.64 | 43.2 | 44.64 | 78.12 | 70.56 | 82.026 | 75.6 | 156.24 | 226.8 | 234.36 | 234.36 | 75.6 | 78.12 | 75.6 | 78.12 | 837.432 | 1465.506 | 4.4098
3682 | Electric heating | Beaseboard heater |  | Heating 1 | [6 empty] | 0.0 |  |  | 0.7 | 1 |  | 0.3 | All Day | 24.0 | 44.64 | 40.32 | 46.872 | 43.2 | 89.28 | 129.6 | 133.92 | 133.92 | 43.2 | 44.64 | 43.2 | 44.64 | 44.64 | 40.32 | 46.872 | 43.2 | 89.28 | 129.6 | 133.92 | 133.92 | 43.2 | 44.64 | 43.2 | 44.64 | 837.432 | 837.432 | 2.5199
3683 | Electric heating | Beaseboard heater |  | Heating 1 | [6 empty] | 0.0 |  |  | 0.7 | 1 |  | 0.3 | All Day | 24.0 | 44.64 | 40.32 | 46.872 | 43.2 | 89.28 | 129.6 | 133.92 | 133.92 | 43.2 | 44.64 | 43.2 | 44.64 | 44.64 | 40.32 | 46.872 | 43.2 | 89.28 | 129.6 | 133.92 | 133.92 | 43.2 | 44.64 | 43.2 | 44.64 | 837.432 | 837.432 | 2.5199
3684 | Electric heating | Beaseboard heater |  | Heating 1 | [6 empty] | 0.0 |  |  | 0.7 | 1.5 |  | 0.3 | All Day | 24.0 | 44.64 | 40.32 | 46.872 | 43.2 | 89.28 | 129.6 | 133.92 | 133.92 | 43.2 | 44.64 | 43.2 | 44.64 | 66.96 | 60.48 | 70.308 | 64.8 | 133.92 | 194.4 | 200.88 | 200.88 | 64.8 | 66.96 | 64.8 | 66.96 | 837.432 | 1256.148 | 3.7798
3685 | Electric heating | Beaseboard heater |  | Heating 1 | [6 empty] | 0.0 |  |  | 0.7 | 1.5 |  | 0.3 | All Day | 24.0 | 44.64 | 40.32 | 46.872 | 43.2 | 89.28 | 129.6 | 133.92 | 133.92 | 43.2 | 44.64 | 43.2 | 44.64 | 66.96 | 60.48 | 70.308 | 64.8 | 133.92 | 194.4 | 200.88 | 200.88 | 64.8 | 66.96 | 64.8 | 66.96 | 837.432 | 1256.148 | 3.7798
3686 | Electric heating | Beaseboard heater |  | Heating 1 | [6 empty] | 0.0 |  |  | 0.7 | 1.75 |  | 0.3 | All Day | 24.0 | 44.64 | 40.32 | 46.872 | 43.2 | 89.28 | 129.6 | 133.92 | 133.92 | 43.2 | 44.64 | 43.2 | 44.64 | 78.12 | 70.56 | 82.026 | 75.6 | 156.24 | 226.8 | 234.36 | 234.36 | 75.6 | 78.12 | 75.6 | 78.12 | 837.432 | 1465.506 | 4.4098
3687 | Electric heating | Beaseboard heater |  | Heating 1 | [6 empty] | 0.0 |  |  | 0.7 | 1.75 |  | 0.3 | All Day | 24.0 | 44.64 | 40.32 | 46.872 | 43.2 | 89.28 | 129.6 | 133.92 | 133.92 | 43.2 | 44.64 | 43.2 | 44.64 | 78.12 | 70.56 | 82.026 | 75.6 | 156.24 | 226.8 | 234.36 | 234.36 | 75.6 | 78.12 | 75.6 | 78.12 | 837.432 | 1465.506 | 4.4098
3688 | Electric heating | Beaseboard heater |  | Heating 1 | [6 empty] | 0.0 |  |  | 0.7 | 1 |  | 0.3 | All Day | 24.0 | 44.64 | 40.32 | 46.872 | 43.2 | 89.28 | 129.6 | 133.92 | 133.92 | 43.2 | 44.64 | 43.2 | 44.64 | 44.64 | 40.32 | 46.872 | 43.2 | 89.28 | 129.6 | 133.92 | 133.92 | 43.2 | 44.64 | 43.2 | 44.64 | 837.432 | 837.432 | 2.5199
3689 | Electric heating | Beaseboard heater |  | Heating 1 | [6 empty] | 0.0 |  |  | 0.7 | 1 |  | 0.3 | All Day | 24.0 | 44.64 | 40.32 | 46.872 | 43.2 | 89.28 | 129.6 | 133.92 | 133.92 | 43.2 | 44.64 | 43.2 | 44.64 | 44.64 | 40.32 | 46.872 | 43.2 | 89.28 | 129.6 | 133.92 | 133.92 | 43.2 | 44.64 | 43.2 | 44.64 | 837.432 | 837.432 | 2.5199
3690 | Electric heating | Beaseboard heater |  | Heating 1 | [6 empty] | 0.0 |  |  | 0.7 | 1.5 |  | 0.3 | All Day | 24.0 | 44.64 | 40.32 | 46.872 | 43.2 | 89.28 | 129.6 | 133.92 | 133.92 | 43.2 | 44.64 | 43.2 | 44.64 | 66.96 | 60.48 | 70.308 | 64.8 | 133.92 | 194.4 | 200.88 | 200.88 | 64.8 | 66.96 | 64.8 | 66.96 | 837.432 | 1256.148 | 3.7798
3691 | Electric heating | Beaseboard heater |  | Heating 1 | [6 empty] | 0.0 |  |  | 0.7 | 1.5 |  | 0.3 | All Day | 24.0 | 44.64 | 40.32 | 46.872 | 43.2 | 89.28 | 129.6 | 133.92 | 133.92 | 43.2 | 44.64 | 43.2 | 44.64 | 66.96 | 60.48 | 70.308 | 64.8 | 133.92 | 194.4 | 200.88 | 200.88 | 64.8 | 66.96 | 64.8 | 66.96 | 837.432 | 1256.148 | 3.7798
3692 | Ventilation | Exhaust Fan |  | Uniform | 0.1 | [5 empty] | 0.1 | 0.75 | 0.75 | 0.7 | 0.0746 |  | 0 | All Day | 24.0 | 0 | 0 | 0 | 0 | 0 | 0 | 0 | 0 | 0 | 0 | 0 | 0 | 0 | 0 | 0 | 0 | 0 | 0 | 0 | 0 | 0 | 0 | 0 | 0 | 0 | 0 | 0
3693 | Ventilation | Exhaust Fan |  | Uniform | 0.1 | [5 empty] | 0.1 | 0.75 | 0.75 | 0.7 | 0.0746 |  | 0 | All Day | 24.0 | 0 | 0 | 0 | 0 | 0 | 0 | 0 | 0 | 0 | 0 | 0 | 0 | 0 | 0 | 0 | 0 | 0 | 0 | 0 | 0 | 0 | 0 | 0 | 0 | 0 | 0 | 0
3694 | Pump | Circulation Pump P-21 | P-21 | Uniform | 0.1 | [5 empty] | 0.1 | 0.75 | 0.75 | 0.7 | 0.0746 |  | 0.5 | All Day | 24.0 | 372 | 336 | 372 | 360 | 372 | 360 | 372 | 372 | 360 | 372 | 360 | 372 | 27.7512 | 25.0656 | 27.7512 | 26.856 | 27.7512 | 26.856 | 27.7512 | 27.7512 | 26.856 | 27.7512 | 26.856 | 27.7512 | 4380 | 326.748 | 0.034945
3695 | Pump | Circulation Pump P-22 | P-22 | Uniform | 0.1 | [5 empty] | 0.1 | 0.75 | 0.75 | 0.7 | 0.0746 |  | 0.5 | All Day | 24.0 | 372 | 336 | 372 | 360 | 372 | 360 | 372 | 372 | 360 | 372 | 360 | 372 | 27.7512 | 25.0656 | 27.7512 | 26.856 | 27.7512 | 26.856 | 27.7512 | 27.7512 | 26.856 | 27.7512 | 26.856 | 27.7512 | 4380 | 326.748 | 0.034945
3696 | Pump | Circulation Pump P-23 | P-23 | Uniform | 0.1 | [5 empty] | 0.1 | 0.75 | 0.75 | 0.7 | 0.0746 |  | 0.5 | All Day | 24.0 | 372 | 336 | 372 | 360 | 372 | 360 | 372 | 372 | 360 | 372 | 360 | 372 | 27.7512 | 25.0656 | 27.7512 | 26.856 | 27.7512 | 26.856 | 27.7512 | 27.7512 | 26.856 | 27.7512 | 26.856 | 27.7512 | 4380 | 326.748 | 0.034945
3697 | Ventilation | Ceiling Fan |  | Uniform | 0.1 | [5 empty] | 0.1 | 0.75 | 0.75 | 0.7 | 0.0746 |  | 0.5 | All Day | 24.0 | 372 | 336 | 372 | 360 | 372 | 360 | 372 | 372 | 360 | 372 | 360 | 372 | 27.7512 | 25.0656 | 27.7512 | 26.856 | 27.7512 | 26.856 | 27.7512 | 27.7512 | 26.856 | 27.7512 | 26.856 | 27.7512 | 4380 | 326.748 | 5.298
3698 | Ventilation | Ceiling Fan |  | Uniform | 0.1 | [5 empty] | 0.1 | 0.75 | 0.75 | 0.7 | 0.0746 |  | 0.5 | All Day | 24.0 | 372 | 336 | 372 | 360 | 372 | 360 | 372 | 372 | 360 | 372 | 360 | 372 | 27.7512 | 25.0656 | 27.7512 | 26.856 | 27.7512 | 26.856 | 27.7512 | 27.7512 | 26.856 | 27.7512 | 26.856 | 27.7512 | 4380 | 326.748 | 5.298
3699 | Pump | Circulation Pump P-21 | P-21 | Uniform | 0.1 | [5 empty] | 0.1 | 0.75 | 0.75 | 0.7 | 0.0746 |  | 0.5 | All Day | 24.0 | 372 | 336 | 372 | 360 | 372 | 360 | 372 | 372 | 360 | 372 | 360 | 372 | 27.7512 | 25.0656 | 27.7512 | 26.856 | 27.7512 | 26.856 | 27.7512 | 27.7512 | 26.856 | 27.7512 | 26.856 | 27.7512 | 4380 | 326.748 | 0.031748
3700 | Pump | Circulation Pump P-22 | P-22 | Uniform | 0.1 | [5 empty] | 0.1 | 0.75 | 0.75 | 0.7 | 0.0746 |  | 0.5 | All Day | 24.0 | 372 | 336 | 372 | 360 | 372 | 360 | 372 | 372 | 360 | 372 | 360 | 372 | 27.7512 | 25.0656 | 27.7512 | 26.856 | 27.7512 | 26.856 | 27.7512 | 27.7512 | 26.856 | 27.7512 | 26.856 | 27.7512 | 4380 | 326.748 | 0.031748
3701 | Pump | Circulation Pump P-23 | P-23 | Uniform | 0.1 | [5 empty] | 0.1 | 0.75 | 0.75 | 0.7 | 0.0746 |  | 0.5 | All Day | 24.0 | 372 | 336 | 372 | 360 | 372 | 360 | 372 | 372 | 360 | 372 | 360 | 372 | 27.7512 | 25.0656 | 27.7512 | 26.856 | 27.7512 | 26.856 | 27.7512 | 27.7512 | 26.856 | 27.7512 | 26.856 | 27.7512 | 4380 | 326.748 | 0.031748
3702 | Ventilation | Exhaust Fan |  | Uniform | 0.1 | [5 empty] | 0.1 | 0.75 | 0.75 | 0.7 | 0.0746 |  | 1 | All Day | 24.0 | 744 | 672 | 744 | 720 | 744 | 720 | 744 | 744 | 720 | 744 | 720 | 744 | 55.5024 | 50.1312 | 55.5024 | 53.712 | 55.5024 | 53.712 | 55.5024 | 55.5024 | 53.712 | 55.5024 | 53.712 | 55.5024 | 8760 | 653.496 | 0.1687
3703 | Pump | AHWH-1 Recirc Pump | P-1 | Uniform | 0.1 | [5 empty] | 0.1 | 0.75 | 0.75 | 0.7 | 0.0746 |  | 1 | All Day | 24.0 | 744 | 672 | 744 | 720 | 744 | 720 | 744 | 744 | 720 | 744 | 720 | 744 | 55.5024 | 50.1312 | 55.5024 | 53.712 | 55.5024 | 53.712 | 55.5024 | 55.5024 | 53.712 | 55.5024 | 53.712 | 55.5024 | 8760 | 653.496 | 0.11757
3704 | Ventilation | Exhaust Fan |  | Uniform | 0.1 | [5 empty] | 0.1 | 0.75 | 0.75 | 0.7 | 0.0746 |  | 1 |  | 24.0 | 744 | 672 | 744 | 720 | 744 | 720 | 744 | 744 | 720 | 744 | 720 | 744 | 55.5024 | 50.1312 | 55.5024 | 53.712 | 55.5024 | 53.712 | 55.5024 | 55.5024 | 53.712 | 55.5024 | 53.712 | 55.5024 | 8760 | 653.496 | 0.090769
3705 | Ventilation | Exhaust Fan | EF-1 | Uniform | 0.1 | [5 empty] | 0.1 | 0.75 | 0.75 | 0.7 | 0.0746 |  | 1 | All Day | 24.0 | 744 | 672 | 744 | 720 | 744 | 720 | 744 | 744 | 720 | 744 | 720 | 744 | 55.5024 | 50.1312 | 55.5024 | 53.712 | 55.5024 | 53.712 | 55.5024 | 55.5024 | 53.712 | 55.5024 | 53.712 | 55.5024 | 8760 | 653.496 | 2.1502
3706 | Ventilation | Exhaust Fan |  | Uniform | 0.1 | [5 empty] | 0.1 | 0.75 | 0.75 | 0.7 | 0.0746 |  | 0.05 | All Day | 24.0 | 37.2 | 33.6 | 37.2 | 36 | 37.2 | 36 | 37.2 | 37.2 | 36 | 37.2 | 36 | 37.2 | 2.7751 | 2.5066 | 2.7751 | 2.6856 | 2.7751 | 2.6856 | 2.7751 | 2.7751 | 2.6856 | 2.7751 | 2.6856 | 2.7751 | 438 | 32.6748 | 0.28484
3707 | Ventilation | Exhaust Fan |  | Uniform | 0.1 | [5 empty] | 0.1 | 0.75 | 0.75 | 0.7 | 0.0746 |  | 0.05 | All Day | 24.0 | 37.2 | 33.6 | 37.2 | 36 | 37.2 | 36 | 37.2 | 37.2 | 36 | 37.2 | 36 | 37.2 | 2.7751 | 2.5066 | 2.7751 | 2.6856 | 2.7751 | 2.6856 | 2.7751 | 2.7751 | 2.6856 | 2.7751 | 2.6856 | 2.7751 | 438 | 32.6748 | 0.28484
3708 | Ventilation | Exhaust Fan | EF-2 | Uniform | 0.1 | [5 empty] | 0.1 | 0.75 | 0.75 | 0.7 | 0.0746 |  | 0.2 | All Day | 24.0 | 148.8 | 134.4 | 148.8 | 144 | 148.8 | 144 | 148.8 | 148.8 | 144 | 148.8 | 144 | 148.8 | 11.1005 | 10.0262 | 11.1005 | 10.7424 | 11.1005 | 10.7424 | 11.1005 | 11.1005 | 10.7424 | 11.1005 | 10.7424 | 11.1005 | 1752 | 130.6992 | 0.012115
3709 | Ventilation | Exhaust Fan | EF-4 | Uniform | 0.1 | [5 empty] | 0.1 | 0.75 | 0.75 | 0.7 | 0.0746 |  | 0.2 | All Day | 24.0 | 148.8 | 134.4 | 148.8 | 144 | 148.8 | 144 | 148.8 | 148.8 | 144 | 148.8 | 144 | 148.8 | 11.1005 | 10.0262 | 11.1005 | 10.7424 | 11.1005 | 10.7424 | 11.1005 | 11.1005 | 10.7424 | 11.1005 | 10.7424 | 11.1005 | 1752 | 130.6992 | 0.012115
3710 | Ventilation | Exhaust Fan |  | Uniform | 0.1 | [5 empty] | 0.1 | 0.75 | 0.75 | 0.7 | 0.0746 |  | 0.2 | All Day | 24.0 | 148.8 | 134.4 | 148.8 | 144 | 148.8 | 144 | 148.8 | 148.8 | 144 | 148.8 | 144 | 148.8 | 11.1005 | 10.0262 | 11.1005 | 10.7424 | 11.1005 | 10.7424 | 11.1005 | 11.1005 | 10.7424 | 11.1005 | 10.7424 | 11.1005 | 1752 | 130.6992 | 0.03374
3711 | Ventilation | Exhaust Fan |  | Uniform | 0.1 | [5 empty] | 0.1 | 0.75 | 0.75 | 0.7 | 0.0746 |  | 0.2 | All Day | 24.0 | 148.8 | 134.4 | 148.8 | 144 | 148.8 | 144 | 148.8 | 148.8 | 144 | 148.8 | 144 | 148.8 | 11.1005 | 10.0262 | 11.1005 | 10.7424 | 11.1005 | 10.7424 | 11.1005 | 11.1005 | 10.7424 | 11.1005 | 10.7424 | 11.1005 | 1752 | 130.6992 | 0.03374
3712 | Pump | domestic hot water circulation | not named | Uniform | 0.1 |  | 1 |  | 115.0 |  | 0.1 | 0.75 | 0.75 | 0.67 | 0.0746 |  | 0.3 | All Day | 24.0 | 223.2 | 201.6 | 223.2 | 216 | 223.2 | 216 | 223.2 | 223.2 | 216 | 223.2 | 216 | 223.2 | 16.6507 | 15.0394 | 16.6507 | 16.1136 | 16.6507 | 16.1136 | 16.6507 | 16.6507 | 16.1136 | 16.6507 | 16.1136 | 16.6507 | 2628 | 196.0488 | 0.022702
3713 | Ventilation | Exhaust Fan | EF-26 | Uniform | 0.1 | [5 empty] | 0.1 | 0.75 | 0.75 | 0.7 | 0.0746 |  | 1 | 1h 1d | 1.0 | 31 | 28 | 31 | 30 | 31 | 30 | 31 | 31 | 30 | 31 | 30 | 31 | 2.3126 | 2.0888 | 2.3126 | 2.238 | 2.3126 | 2.238 | 2.3126 | 2.3126 | 2.238 | 2.3126 | 2.238 | 2.3126 | 365 | 27.229 | 0.0032302
3714 | AC system | WSHP fan | WSHP | Uniform | 0.1 | [5 empty] | 0.1 | 0.75 | 0.75 | 0.7 | 0.0746 |  | 0.7 | All Day | 24.0 | 520.8 | 470.4 | 520.8 | 504 | 520.8 | 504 | 520.8 | 520.8 | 504 | 520.8 | 504 | 520.8 | 38.8517 | 35.0918 | 38.8517 | 37.5984 | 38.8517 | 37.5984 | 38.8517 | 38.8517 | 37.5984 | 38.8517 | 37.5984 | 38.8517 | 6132 | 457.4472 | 0.48844
3715 | Heat pump | Elevator Room HP Fans | WC-3 | Heat Pump | 0.1 | [5 empty] | 0.1 | 0.75 | 0.75 | 0.7 | 0.0746 |  | 0.3 | Occupied | 12.0 | 111.6 | 90.72 | 89.28 | 21.6 | 33.48 | 54 | 111.6 | 111.6 | 75.6 | 66.96 | 97.2 | 111.6 | 8.3254 | 6.7677 | 6.6603 | 1.6114 | 2.4976 | 4.0284 | 8.3254 | 8.3254 | 5.6398 | 4.9952 | 7.2511 | 8.3254 | 975.24 | 72.7529 | 0.020535
3716 | Ventilation | Exhaust Fan |  | Uniform | 0.1 | [5 empty] | 0.1 | 0.75 | 0.75 | 0.7 | 0.0746 |  | 0.02 | All Day | 24.0 | 14.88 | 13.44 | 14.88 | 14.4 | 14.88 | 14.4 | 14.88 | 14.88 | 14.4 | 14.88 | 14.4 | 14.88 | 1.11 | 1.0026 | 1.11 | 1.0742 | 1.11 | 1.0742 | 1.11 | 1.11 | 1.0742 | 1.11 | 1.0742 | 1.11 | 175.2 | 13.0699 | 0.003374
3717 | Ventilation | EF-5 |  | Uniform | 0.1 | [5 empty] | 0.1 | 0.75 | 0.75 | 0.7 | 0.0746 |  | 1 | Legacy / Agrifair | 6.571428571428570 | 203.7143 | 184 | 203.7143 | 197.1429 | 203.7143 | 197.1429 | 203.7143 | 203.7143 | 197.1429 | 203.7143 | 197.1429 | 203.7143 | 15.1971 | 13.7264 | 15.1971 | 14.7069 | 15.1971 | 14.7069 | 15.1971 | 15.1971 | 14.7069 | 15.1971 | 14.7069 | 15.1971 | 2398.5714 | 178.9334 | 0.066908
3718 | Ventilation | EF-6 |  | Uniform | 0.1 | [5 empty] | 0.1 | 0.75 | 0.75 | 0.7 | 0.0746 |  | 1 | Legacy / Agrifair | 6.571428571428570 | 203.7143 | 184 | 203.7143 | 197.1429 | 203.7143 | 197.1429 | 203.7143 | 203.7143 | 197.1429 | 203.7143 | 197.1429 | 203.7143 | 15.1971 | 13.7264 | 15.1971 | 14.7069 | 15.1971 | 14.7069 | 15.1971 | 15.1971 | 14.7069 | 15.1971 | 14.7069 | 15.1971 | 2398.5714 | 178.9334 | 0.066908
3719 | Ventilation | EF-8 |  | Uniform | 0.1 | [5 empty] | 0.1 | 0.75 | 0.75 | 0.7 | 0.0746 |  | 1 | Legacy / Agrifair | 6.571428571428570 | 203.7143 | 184 | 203.7143 | 197.1429 | 203.7143 | 197.1429 | 203.7143 | 203.7143 | 197.1429 | 203.7143 | 197.1429 | 203.7143 | 15.1971 | 13.7264 | 15.1971 | 14.7069 | 15.1971 | 14.7069 | 15.1971 | 15.1971 | 14.7069 | 15.1971 | 14.7069 | 15.1971 | 2398.5714 | 178.9334 | 0.066908
3720 | Ventilation | EF-9 |  | Uniform | 0.1 | [5 empty] | 0.1 | 0.75 | 0.75 | 0.7 | 0.0746 |  | 1 | Legacy / Agrifair | 6.571428571428570 | 203.7143 | 184 | 203.7143 | 197.1429 | 203.7143 | 197.1429 | 203.7143 | 203.7143 | 197.1429 | 203.7143 | 197.1429 | 203.7143 | 15.1971 | 13.7264 | 15.1971 | 14.7069 | 15.1971 | 14.7069 | 15.1971 | 15.1971 | 14.7069 | 15.1971 | 14.7069 | 15.1971 | 2398.5714 | 178.9334 | 0.066908
3721 | Ventilation | Force Flow Fan | FF-1 | Heating 1 | 0.1 | [5 empty] | 0.1 | 0.75 | 0.75 | 0.7 | 0.0746 |  | 0.5 | All Day | 24.0 | 372 | 336 | 290.16 | 234 | 111.6 | 72 | 0 | 0 | 36 | 74.4 | 234 | 372 | 27.7512 | 25.0656 | 21.6459 | 17.4564 | 8.3254 | 5.3712 | 0 | 0 | 2.6856 | 5.5502 | 17.4564 | 27.7512 | 2132.16 | 159.0591 | 0.046111
3722 | Ventilation | Force Flow Fan | FF-2 | Heating 1 | 0.1 | [5 empty] | 0.1 | 0.75 | 0.75 | 0.7 | 0.0746 |  | 0.5 | All Day | 24.0 | 372 | 336 | 290.16 | 234 | 111.6 | 72 | 0 | 0 | 36 | 74.4 | 234 | 372 | 27.7512 | 25.0656 | 21.6459 | 17.4564 | 8.3254 | 5.3712 | 0 | 0 | 2.6856 | 5.5502 | 17.4564 | 27.7512 | 2132.16 | 159.0591 | 0.046111
3723 | Ventilation | Force Flow Fan | FF-3 | Heating 1 | 0.1 | [5 empty] | 0.1 | 0.75 | 0.75 | 0.7 | 0.0746 |  | 0.5 | All Day | 24.0 | 372 | 336 | 290.16 | 234 | 111.6 | 72 | 0 | 0 | 36 | 74.4 | 234 | 372 | 27.7512 | 25.0656 | 21.6459 | 17.4564 | 8.3254 | 5.3712 | 0 | 0 | 2.6856 | 5.5502 | 17.4564 | 27.7512 | 2132.16 | 159.0591 | 0.046111
3724 | Ventilation | Force Flow Fan | FF-4 | Heating 1 | 0.1 | [5 empty] | 0.1 | 0.75 | 0.75 | 0.7 | 0.0746 |  | 0.5 | All Day | 24.0 | 372 | 336 | 290.16 | 234 | 111.6 | 72 | 0 | 0 | 36 | 74.4 | 234 | 372 | 27.7512 | 25.0656 | 21.6459 | 17.4564 | 8.3254 | 5.3712 | 0 | 0 | 2.6856 | 5.5502 | 17.4564 | 27.7512 | 2132.16 | 159.0591 | 0.046111
3725 | Ventilation | Force Flow Fan | FF-5 | Heating 1 | 0.1 | [5 empty] | 0.1 | 0.75 | 0.75 | 0.7 | 0.0746 |  | 0.5 | All Day | 24.0 | 372 | 336 | 290.16 | 234 | 111.6 | 72 | 0 | 0 | 36 | 74.4 | 234 | 372 | 27.7512 | 25.0656 | 21.6459 | 17.4564 | 8.3254 | 5.3712 | 0 | 0 | 2.6856 | 5.5502 | 17.4564 | 27.7512 | 2132.16 | 159.0591 | 0.046111
3726 | Ventilation | Force Flow Fan | FF-6 | Heating 1 | 0.1 | [5 empty] | 0.1 | 0.75 | 0.75 | 0.7 | 0.0746 |  | 0.5 | All Day | 24.0 | 372 | 336 | 290.16 | 234 | 111.6 | 72 | 0 | 0 | 36 | 74.4 | 234 | 372 | 27.7512 | 25.0656 | 21.6459 | 17.4564 | 8.3254 | 5.3712 | 0 | 0 | 2.6856 | 5.5502 | 17.4564 | 27.7512 | 2132.16 | 159.0591 | 0.046111
3727 | Ventilation | Force Flow Fan | FF-7 | Heating 1 | 0.1 | [5 empty] | 0.1 | 0.75 | 0.75 | 0.7 | 0.0746 |  | 0.5 | All Day | 24.0 | 372 | 336 | 290.16 | 234 | 111.6 | 72 | 0 | 0 | 36 | 74.4 | 234 | 372 | 27.7512 | 25.0656 | 21.6459 | 17.4564 | 8.3254 | 5.3712 | 0 | 0 | 2.6856 | 5.5502 | 17.4564 | 27.7512 | 2132.16 | 159.0591 | 0.046111
3728 | Ventilation | Force Flow Fan | FF-8 | Heating 1 | 0.1 | [5 empty] | 0.1 | 0.75 | 0.75 | 0.7 | 0.0746 |  | 0.5 | All Day | 24.0 | 372 | 336 | 290.16 | 234 | 111.6 | 72 | 0 | 0 | 36 | 74.4 | 234 | 372 | 27.7512 | 25.0656 | 21.6459 | 17.4564 | 8.3254 | 5.3712 | 0 | 0 | 2.6856 | 5.5502 | 17.4564 | 27.7512 | 2132.16 | 159.0591 | 0.046111
3729 | Ventilation | Force Flow Fan | FF-9 | Heating 1 | 0.1 | [5 empty] | 0.1 | 0.75 | 0.75 | 0.7 | 0.0746 |  | 0.5 | All Day | 24.0 | 372 | 336 | 290.16 | 234 | 111.6 | 72 | 0 | 0 | 36 | 74.4 | 234 | 372 | 27.7512 | 25.0656 | 21.6459 | 17.4564 | 8.3254 | 5.3712 | 0 | 0 | 2.6856 | 5.5502 | 17.4564 | 27.7512 | 2132.16 | 159.0591 | 0.046111
3730 | Ventilation | Force Flow Fan | FF-10 | Heating 1 | 0.1 | [5 empty] | 0.1 | 0.75 | 0.75 | 0.7 | 0.0746 |  | 0.5 | All Day | 24.0 | 372 | 336 | 290.16 | 234 | 111.6 | 72 | 0 | 0 | 36 | 74.4 | 234 | 372 | 27.7512 | 25.0656 | 21.6459 | 17.4564 | 8.3254 | 5.3712 | 0 | 0 | 2.6856 | 5.5502 | 17.4564 | 27.7512 | 2132.16 | 159.0591 | 0.046111
3731 | Ventilation | Force Flow Fan | FF-11 | Heating 1 | 0.1 | [5 empty] | 0.1 | 0.75 | 0.75 | 0.7 | 0.0746 |  | 0.5 | All Day | 24.0 | 372 | 336 | 290.16 | 234 | 111.6 | 72 | 0 | 0 | 36 | 74.4 | 234 | 372 | 27.7512 | 25.0656 | 21.6459 | 17.4564 | 8.3254 | 5.3712 | 0 | 0 | 2.6856 | 5.5502 | 17.4564 | 27.7512 | 2132.16 | 159.0591 | 0.046111
3732 | Ventilation | Force Flow Fan | FF-12 | Heating 1 | 0.1 | [5 empty] | 0.1 | 0.75 | 0.75 | 0.7 | 0.0746 |  | 0.5 | All Day | 24.0 | 372 | 336 | 290.16 | 234 | 111.6 | 72 | 0 | 0 | 36 | 74.4 | 234 | 372 | 27.7512 | 25.0656 | 21.6459 | 17.4564 | 8.3254 | 5.3712 | 0 | 0 | 2.6856 | 5.5502 | 17.4564 | 27.7512 | 2132.16 | 159.0591 | 0.046111
3733 | Ventilation | Force Flow Fan | FF-13 | Heating 1 | 0.1 | [5 empty] | 0.1 | 0.75 | 0.75 | 0.7 | 0.0746 |  | 0.5 | All Day | 24.0 | 372 | 336 | 290.16 | 234 | 111.6 | 72 | 0 | 0 | 36 | 74.4 | 234 | 372 | 27.7512 | 25.0656 | 21.6459 | 17.4564 | 8.3254 | 5.3712 | 0 | 0 | 2.6856 | 5.5502 | 17.4564 | 27.7512 | 2132.16 | 159.0591 | 0.046111
3734 | Ventilation | Force Flow Fan | FF-14 | Heating 1 | 0.1 | [5 empty] | 0.1 | 0.75 | 0.75 | 0.7 | 0.0746 |  | 0.5 | All Day | 24.0 | 372 | 336 | 290.16 | 234 | 111.6 | 72 | 0 | 0 | 36 | 74.4 | 234 | 372 | 27.7512 | 25.0656 | 21.6459 | 17.4564 | 8.3254 | 5.3712 | 0 | 0 | 2.6856 | 5.5502 | 17.4564 | 27.7512 | 2132.16 | 159.0591 | 0.046111
3735 | Ventilation | Force Flow Fan | FF-15 | Heating 1 | 0.1 | [5 empty] | 0.1 | 0.75 | 0.75 | 0.7 | 0.0746 |  | 0.5 | All Day | 24.0 | 372 | 336 | 290.16 | 234 | 111.6 | 72 | 0 | 0 | 36 | 74.4 | 234 | 372 | 27.7512 | 25.0656 | 21.6459 | 17.4564 | 8.3254 | 5.3712 | 0 | 0 | 2.6856 | 5.5502 | 17.4564 | 27.7512 | 2132.16 | 159.0591 | 0.046111
3736 | Ventilation | Force Flow Fan | FF-16 | Heating 1 | 0.1 | [5 empty] | 0.1 | 0.75 | 0.75 | 0.7 | 0.0746 |  | 0.5 | All Day | 24.0 | 372 | 336 | 290.16 | 234 | 111.6 | 72 | 0 | 0 | 36 | 74.4 | 234 | 372 | 27.7512 | 25.0656 | 21.6459 | 17.4564 | 8.3254 | 5.3712 | 0 | 0 | 2.6856 | 5.5502 | 17.4564 | 27.7512 | 2132.16 | 159.0591 | 0.046111
3737 | Ventilation | Force Flow Fan | FF-17 | Heating 1 | 0.1 | [5 empty] | 0.1 | 0.75 | 0.75 | 0.7 | 0.0746 |  | 0.5 | All Day | 24.0 | 372 | 336 | 290.16 | 234 | 111.6 | 72 | 0 | 0 | 36 | 74.4 | 234 | 372 | 27.7512 | 25.0656 | 21.6459 | 17.4564 | 8.3254 | 5.3712 | 0 | 0 | 2.6856 | 5.5502 | 17.4564 | 27.7512 | 2132.16 | 159.0591 | 0.046111
3738 | Ventilation | Force Flow Fan | FF-18 | Heating 1 | 0.1 | [5 empty] | 0.1 | 0.75 | 0.75 | 0.7 | 0.0746 |  | 0.5 | All Day | 24.0 | 372 | 336 | 290.16 | 234 | 111.6 | 72 | 0 | 0 | 36 | 74.4 | 234 | 372 | 27.7512 | 25.0656 | 21.6459 | 17.4564 | 8.3254 | 5.3712 | 0 | 0 | 2.6856 | 5.5502 | 17.4564 | 27.7512 | 2132.16 | 159.0591 | 0.046111
3739 | Ventilation | Exhaust Fan | EF-25 | Uniform | 0.1 | [5 empty] | 0.1 | 0.75 | 0.75 | 0.7 | 0.0746 |  | 1 | 8h 5d | 5.714285714285710 | 177.1429 | 160 | 177.1429 | 171.4286 | 177.1429 | 171.4286 | 177.1429 | 177.1429 | 171.4286 | 177.1429 | 171.4286 | 177.1429 | 13.2149 | 11.936 | 13.2149 | 12.7886 | 13.2149 | 12.7886 | 13.2149 | 13.2149 | 12.7886 | 13.2149 | 12.7886 | 13.2149 | 2085.7143 | 155.5943 | 0.018458
3740 | Pump | Heating Water Pump |  | Heating 1 | 0.1 | 0.1 |  |  |  |  | 0.1 | 0.75 | 0.75 | 0.7 | 0.0746 |  | 1 | Occupied | 13.428571428571400 | 395.4714 | 338.4 | 324.7029 | 261.8571 | 191.4914 | 120.8571 | 41.6286 | 0 | 60.4286 | 208.1429 | 374.6571 | 416.2857 | 29.5022 | 25.2446 | 24.2228 | 19.5345 | 14.2853 | 9.0159 | 3.1055 | 0 | 4.508 | 15.5275 | 27.9494 | 31.0549 | 2733.9229 | 203.9506 | 0.19316
3741 | Pump | Heating Water Pump |  | Heating 1 | 0.1 | 0.1 |  |  |  |  | 0.1 | 0.75 | 0.75 | 0.7 | 0.0746 |  | 1 | Occupied | 13.428571428571400 | 395.4714 | 338.4 | 324.7029 | 261.8571 | 191.4914 | 120.8571 | 41.6286 | 0 | 60.4286 | 208.1429 | 374.6571 | 416.2857 | 29.5022 | 25.2446 | 24.2228 | 19.5345 | 14.2853 | 9.0159 | 3.1055 | 0 | 4.508 | 15.5275 | 27.9494 | 31.0549 | 2733.9229 | 203.9506 | 0.19316
3742 | Ventilation | Exhaust Fan |  |  | 0.2 | [5 empty] | 0.2 | 0.75 | 0.75 | 0.7 | 0.1492 | [28 empty] | 0 | 0 | 0
3743 | Ventilation | Exhaust Fan |  |  | 0.2 | [5 empty] | 0.2 | 0.75 | 0.75 | 0.7 | 0.1492 | [28 empty] | 0 | 0 | 0
3744 | Ventilation | Exhaust Fan |  |  | 0.2 | [5 empty] | 0.2 | 0.75 | 0.75 | 0.7 | 0.1492 | [28 empty] | 0 | 0 | 0
3745 | Ventilation | Exhaust Fan |  |  | 0.2 | [5 empty] | 0.2 | 0.75 | 0.75 | 0.7 | 0.1492 | [28 empty] | 0 | 0 | 0
3746 | Ventilation | Exhaust Fan |  |  | 0.2 | [5 empty] | 0.2 | 0.75 | 0.75 | 0.7 | 0.1492 | [28 empty] | 0 | 0 | 0
3747 | Supplemental gas heating | Unit Heater |  |  | 0.2 | [5 empty] | 0.2 | 0.75 | 0.75 | 0.7 | 0.1492 | [28 empty] | 0 | 0 | 0
3748 | Ventilation | Exhaust Fan |  | Uniform | 0.2 | [5 empty] | 0.2 | 0.75 | 0.75 | 0.7 | 0.1492 |  | 0.5 | All Day | 24.0 | 372 | 336 | 372 | 360 | 372 | 360 | 372 | 372 | 360 | 372 | 360 | 372 | 55.5024 | 50.1312 | 55.5024 | 53.712 | 55.5024 | 53.712 | 55.5024 | 55.5024 | 53.712 | 55.5024 | 53.712 | 55.5024 | 4380 | 653.496 | 0.56103
3749 | Pump | Hot Water Pump |  | Uniform | 0.2 | [5 empty] | 0.2 | 0.75 | 0.75 | 0.7 | 0.1492 |  | 0.5 | All Day | 24.0 | 372 | 336 | 372 | 360 | 372 | 360 | 372 | 372 | 360 | 372 | 360 | 372 | 55.5024 | 50.1312 | 55.5024 | 53.712 | 55.5024 | 53.712 | 55.5024 | 55.5024 | 53.712 | 55.5024 | 53.712 | 55.5024 | 4380 | 653.496 | 0.37734
3750 | Pump | Hot Water Pump |  | Uniform | 0.2 | [5 empty] | 0.2 | 0.75 | 0.75 | 0.7 | 0.1492 |  | 0.5 | All Day | 24.0 | 372 | 336 | 372 | 360 | 372 | 360 | 372 | 372 | 360 | 372 | 360 | 372 | 55.5024 | 50.1312 | 55.5024 | 53.712 | 55.5024 | 53.712 | 55.5024 | 55.5024 | 53.712 | 55.5024 | 53.712 | 55.5024 | 4380 | 653.496 | 0.37734
3751 | Ventilation | Exhaust Fans |  | Uniform | 0.2 | [5 empty] | 0.2 | 0.75 | 0.75 | 0.7 | 0.1492 |  | 1 | All Day | 24.0 | 744 | 672 | 744 | 720 | 744 | 720 | 744 | 744 | 720 | 744 | 720 | 744 | 111.0048 | 100.2624 | 111.0048 | 107.424 | 111.0048 | 107.424 | 111.0048 | 111.0048 | 107.424 | 111.0048 | 107.424 | 111.0048 | 8760 | 1306.992 | 0.12115
3752 | Pump | DHW Pump |  | Uniform | 0.2 | [5 empty] | 0.2 | 0.75 | 0.75 | 0.7 | 0.1492 |  | 1 | All Day | 24.0 | 744 | 672 | 744 | 720 | 744 | 720 | 744 | 744 | 720 | 744 | 720 | 744 | 111.0048 | 100.2624 | 111.0048 | 107.424 | 111.0048 | 107.424 | 111.0048 | 111.0048 | 107.424 | 111.0048 | 107.424 | 111.0048 | 8760 | 1306.992 | 2.3285
3753 | Ventilation | Exhaust Fan |  | Uniform | 0.2 | [5 empty] | 0.2 | 0.75 | 0.75 | 0.7 | 0.1492 |  | 1 | All Day | 24.0 | 744 | 672 | 744 | 720 | 744 | 720 | 744 | 744 | 720 | 744 | 720 | 744 | 111.0048 | 100.2624 | 111.0048 | 107.424 | 111.0048 | 107.424 | 111.0048 | 111.0048 | 107.424 | 111.0048 | 107.424 | 111.0048 | 8760 | 1306.992 | 0.47857
3754 | Ventilation | Exhaust Fan |  | Uniform | 0.2 | [5 empty] | 0.2 | 0.75 | 0.75 | 0.7 | 0.1492 |  | 1 | All Day | 24.0 | 744 | 672 | 744 | 720 | 744 | 720 | 744 | 744 | 720 | 744 | 720 | 744 | 111.0048 | 100.2624 | 111.0048 | 107.424 | 111.0048 | 107.424 | 111.0048 | 111.0048 | 107.424 | 111.0048 | 107.424 | 111.0048 | 8760 | 1306.992 | 0.47857
3755 | Ventilation | Exhaust Fan |  | Uniform | 0.2 | [5 empty] | 0.2 | 0.75 | 0.75 | 0.7 | 0.1492 |  | 1 | All Day | 24.0 | 744 | 672 | 744 | 720 | 744 | 720 | 744 | 744 | 720 | 744 | 720 | 744 | 111.0048 | 100.2624 | 111.0048 | 107.424 | 111.0048 | 107.424 | 111.0048 | 111.0048 | 107.424 | 111.0048 | 107.424 | 111.0048 | 8760 | 1306.992 | 0.47857
3756 | Ventilation | Exhaust Fan | 34-01-012 | Uniform | 0.2 | [5 empty] | 0.2 | 0.75 | 0.75 | 0.7 | 0.1492 |  | 1 | All Day | 24.0 | 744 | 672 | 744 | 720 | 744 | 720 | 744 | 744 | 720 | 744 | 720 | 744 | 111.0048 | 100.2624 | 111.0048 | 107.424 | 111.0048 | 107.424 | 111.0048 | 111.0048 | 107.424 | 111.0048 | 107.424 | 111.0048 | 8760 | 1306.992 | 1.6917
3757 | Ventilation | Fan |  | Uniform | 0.2 | [5 empty] | 0.2 | 0.75 | 0.75 | 0.7 | 0.1492 |  | 1 | All Day | 24.0 | 744 | 672 | 744 | 720 | 744 | 720 | 744 | 744 | 720 | 744 | 720 | 744 | 111.0048 | 100.2624 | 111.0048 | 107.424 | 111.0048 | 107.424 | 111.0048 | 111.0048 | 107.424 | 111.0048 | 107.424 | 111.0048 | 8760 | 1306.992 | 1.2456
3758 | Ventilation | Exhaust Fan |  | Uniform | 0.2 | [5 empty] | 0.2 | 0.75 | 0.75 | 0.7 | 0.1492 |  | 1 | All Day | 24.0 | 744 | 672 | 744 | 720 | 744 | 720 | 744 | 744 | 720 | 744 | 720 | 744 | 111.0048 | 100.2624 | 111.0048 | 107.424 | 111.0048 | 107.424 | 111.0048 | 111.0048 | 107.424 | 111.0048 | 107.424 | 111.0048 | 8760 | 1306.992 | 1.1221
3759 | Ventilation | Exhaust Fan |  | Uniform | 0.2 | [5 empty] | 0.2 | 0.75 | 0.75 | 0.7 | 0.1492 |  | 1 | All Day | 24.0 | 744 | 672 | 744 | 720 | 744 | 720 | 744 | 744 | 720 | 744 | 720 | 744 | 111.0048 | 100.2624 | 111.0048 | 107.424 | 111.0048 | 107.424 | 111.0048 | 111.0048 | 107.424 | 111.0048 | 107.424 | 111.0048 | 8760 | 1306.992 | 1.1221
3760 | Ventilation | Exhaust Fan |  | Uniform | 0.2 | [5 empty] | 0.2 | 0.75 | 0.75 | 0.7 | 0.1492 |  | 1 | All Day | 24.0 | 744 | 672 | 744 | 720 | 744 | 720 | 744 | 744 | 720 | 744 | 720 | 744 | 111.0048 | 100.2624 | 111.0048 | 107.424 | 111.0048 | 107.424 | 111.0048 | 111.0048 | 107.424 | 111.0048 | 107.424 | 111.0048 | 8760 | 1306.992 | 1.1221
3761 | Ventilation | Exhaust Fan |  | Uniform | 0.2 | [5 empty] | 0.2 | 0.75 | 0.75 | 0.7 | 0.1492 |  | 1 | All Day | 24.0 | 744 | 672 | 744 | 720 | 744 | 720 | 744 | 744 | 720 | 744 | 720 | 744 | 111.0048 | 100.2624 | 111.0048 | 107.424 | 111.0048 | 107.424 | 111.0048 | 111.0048 | 107.424 | 111.0048 | 107.424 | 111.0048 | 8760 | 1306.992 | 1.1221
3762 | Ventilation | Supply Fan | Elec. Furnace No.2 | Uniform | 0.2 | [5 empty] | 0.2 | 0.75 | 0.75 | 0.7 | 0.1492 |  | 1 |  | 24.0 | 744 | 672 | 744 | 720 | 744 | 720 | 744 | 744 | 720 | 744 | 720 | 744 | 111.0048 | 100.2624 | 111.0048 | 107.424 | 111.0048 | 107.424 | 111.0048 | 111.0048 | 107.424 | 111.0048 | 107.424 | 111.0048 | 8760 | 1306.992 | 0.18154
3763 | Fan Coil | Supply Fan | FC-02 | Uniform | 0.2 | [5 empty] | 0.2 | 0.75 | 0.75 | 0.7 | 0.1492 |  | 1 | All Day | 24.0 | 744 | 672 | 744 | 720 | 744 | 720 | 744 | 744 | 720 | 744 | 720 | 744 | 111.0048 | 100.2624 | 111.0048 | 107.424 | 111.0048 | 107.424 | 111.0048 | 111.0048 | 107.424 | 111.0048 | 107.424 | 111.0048 | 8760 | 1306.992 | 0.21738
3764 | Fan Coil | Supply Fan | FC-03 | Uniform | 0.2 | [5 empty] | 0.2 | 0.75 | 0.75 | 0.7 | 0.1492 |  | 1 | All Day | 24.0 | 744 | 672 | 744 | 720 | 744 | 720 | 744 | 744 | 720 | 744 | 720 | 744 | 111.0048 | 100.2624 | 111.0048 | 107.424 | 111.0048 | 107.424 | 111.0048 | 111.0048 | 107.424 | 111.0048 | 107.424 | 111.0048 | 8760 | 1306.992 | 0.21738
3765 | Pump | Slab Heating Pump | HL-P5 | Uniform | 0.2 | [5 empty] | 0.2 | 0.75 | 0.75 | 0.7 | 0.1492 |  | 1 | All Day | 24.0 | 744 | 672 | 744 | 720 | 744 | 720 | 744 | 744 | 720 | 744 | 720 | 744 | 111.0048 | 100.2624 | 111.0048 | 107.424 | 111.0048 | 107.424 | 111.0048 | 111.0048 | 107.424 | 111.0048 | 107.424 | 111.0048 | 8760 | 1306.992 | 0.21738
3766 | Pump | Slab Heating Pump | HL-P5.2B | Uniform | 0.2 | [5 empty] | 0.2 | 0.75 | 0.75 | 0.7 | 0.1492 |  | 1 | All Day | 24.0 | 744 | 672 | 744 | 720 | 744 | 720 | 744 | 744 | 720 | 744 | 720 | 744 | 111.0048 | 100.2624 | 111.0048 | 107.424 | 111.0048 | 107.424 | 111.0048 | 111.0048 | 107.424 | 111.0048 | 107.424 | 111.0048 | 8760 | 1306.992 | 0.21738
3767 | Pump | Slab Heating Pump | HL-P5.3B | Uniform | 0.2 | [5 empty] | 0.2 | 0.75 | 0.75 | 0.7 | 0.1492 |  | 1 | All Day | 24.0 | 744 | 672 | 744 | 720 | 744 | 720 | 744 | 744 | 720 | 744 | 720 | 744 | 111.0048 | 100.2624 | 111.0048 | 107.424 | 111.0048 | 107.424 | 111.0048 | 111.0048 | 107.424 | 111.0048 | 107.424 | 111.0048 | 8760 | 1306.992 | 0.21738
3768 | Pump | Slab Heating Pump | HL-P5.23B | Uniform | 0.2 | [5 empty] | 0.2 | 0.75 | 0.75 | 0.7 | 0.1492 |  | 1 | All Day | 24.0 | 744 | 672 | 744 | 720 | 744 | 720 | 744 | 744 | 720 | 744 | 720 | 744 | 111.0048 | 100.2624 | 111.0048 | 107.424 | 111.0048 | 107.424 | 111.0048 | 111.0048 | 107.424 | 111.0048 | 107.424 | 111.0048 | 8760 | 1306.992 | 0.21738
3769 | Pump | DHW Pump |  | Uniform | 0.2 | [5 empty] | 0.2 | 0.75 | 0.75 | 0.7 | 0.1492 |  | 1 | All Day | 24.0 | 744 | 672 | 744 | 720 | 744 | 720 | 744 | 744 | 720 | 744 | 720 | 744 | 111.0048 | 100.2624 | 111.0048 | 107.424 | 111.0048 | 107.424 | 111.0048 | 111.0048 | 107.424 | 111.0048 | 107.424 | 111.0048 | 8760 | 1306.992 | 2.3285
3770 | Ventilation | Supply Fan | SF-1 | Uniform | 0.2 | [5 empty] | 0.2 | 0.75 | 0.75 | 0.7 | 0.1492 |  | 1 | All Day | 24.0 | 744 | 672 | 744 | 720 | 744 | 720 | 744 | 744 | 720 | 744 | 720 | 744 | 111.0048 | 100.2624 | 111.0048 | 107.424 | 111.0048 | 107.424 | 111.0048 | 111.0048 | 107.424 | 111.0048 | 107.424 | 111.0048 | 8760 | 1306.992 | 1.6229
3771 | Ventilation | Supply Fan | FUR/CU-2 | Uniform | 0.2 | [5 empty] | 0.2 | 0.75 | 0.75 | 0.7 | 0.1492 |  | 1 | All Day | 24.0 | 744 | 672 | 744 | 720 | 744 | 720 | 744 | 744 | 720 | 744 | 720 | 744 | 111.0048 | 100.2624 | 111.0048 | 107.424 | 111.0048 | 107.424 | 111.0048 | 111.0048 | 107.424 | 111.0048 | 107.424 | 111.0048 | 8760 | 1306.992 | 4.3004
3772 | Ventilation | Exhaust Fan |  | Uniform | 0.2 | [5 empty] | 0.2 | 0.75 | 0.75 | 0.7 | 0.1492 |  | 0.1 | All Day | 24.0 | 74.4 | 67.2 | 74.4 | 72 | 74.4 | 72 | 74.4 | 74.4 | 72 | 74.4 | 72 | 74.4 | 11.1005 | 10.0262 | 11.1005 | 10.7424 | 11.1005 | 10.7424 | 11.1005 | 11.1005 | 10.7424 | 11.1005 | 10.7424 | 11.1005 | 876 | 130.6992 | 0.022541
3773 | Ventilation | Exhaust Fan |  | Uniform | 0.2 | [5 empty] | 0.2 | 0.75 | 0.75 | 0.7 | 0.1492 |  | 0.1 | All Day | 24.0 | 74.4 | 67.2 | 74.4 | 72 | 74.4 | 72 | 74.4 | 74.4 | 72 | 74.4 | 72 | 74.4 | 11.1005 | 10.0262 | 11.1005 | 10.7424 | 11.1005 | 10.7424 | 11.1005 | 11.1005 | 10.7424 | 11.1005 | 10.7424 | 11.1005 | 876 | 130.6992 | 0.022541
3774 | Ventilation | Exhaust Fan |  | Uniform | 0.2 | [5 empty] | 0.2 | 0.75 | 0.75 | 0.7 | 0.1492 |  | 0.1 | All Day | 24.0 | 74.4 | 67.2 | 74.4 | 72 | 74.4 | 72 | 74.4 | 74.4 | 72 | 74.4 | 72 | 74.4 | 11.1005 | 10.0262 | 11.1005 | 10.7424 | 11.1005 | 10.7424 | 11.1005 | 11.1005 | 10.7424 | 11.1005 | 10.7424 | 11.1005 | 876 | 130.6992 | 0.022541
3775 | Ventilation | Exhaust Fan |  | Uniform | 0.2 | [5 empty] | 0.2 | 0.75 | 0.75 | 0.7 | 0.1492 |  | 0.1 | All Day | 24.0 | 74.4 | 67.2 | 74.4 | 72 | 74.4 | 72 | 74.4 | 74.4 | 72 | 74.4 | 72 | 74.4 | 11.1005 | 10.0262 | 11.1005 | 10.7424 | 11.1005 | 10.7424 | 11.1005 | 11.1005 | 10.7424 | 11.1005 | 10.7424 | 11.1005 | 876 | 130.6992 | 0.022541
3776 | Data centre | Compressor Fan | CU-? | Data Center | 0.2 | [5 empty] | 0.2 | 0.75 | 0.75 | 0.7 | 0.1492 |  | 0.3 | All Day | 24.0 | 223.2 | 201.6 | 223.2 | 216 | 223.2 | 216 | 223.2 | 223.2 | 216 | 223.2 | 216 | 223.2 | 33.3014 | 30.0787 | 33.3014 | 32.2272 | 33.3014 | 32.2272 | 33.3014 | 33.3014 | 32.2272 | 33.3014 | 32.2272 | 33.3014 | 2628 | 392.0976 | 0.09365
3777 | Ventilation | Exhaust Fan |  | Uniform | 0.2 | [5 empty] | 0.2 | 0.75 | 0.75 | 0.7 | 0.1492 |  | 0.6 | All Day | 24.0 | 446.4 | 403.2 | 446.4 | 432 | 446.4 | 432 | 446.4 | 446.4 | 432 | 446.4 | 432 | 446.4 | 66.6029 | 60.1574 | 66.6029 | 64.4544 | 66.6029 | 64.4544 | 66.6029 | 66.6029 | 64.4544 | 66.6029 | 64.4544 | 66.6029 | 5256 | 784.1952 | 12.7151
3778 | Ventilation | Exhaust Fan |  | Uniform | 0.2 | [5 empty] | 0.2 | 0.75 | 0.75 | 0.7 | 0.1492 |  | 0.6 | All Day | 24.0 | 446.4 | 403.2 | 446.4 | 432 | 446.4 | 432 | 446.4 | 446.4 | 432 | 446.4 | 432 | 446.4 | 66.6029 | 60.1574 | 66.6029 | 64.4544 | 66.6029 | 64.4544 | 66.6029 | 66.6029 | 64.4544 | 66.6029 | 64.4544 | 66.6029 | 5256 | 784.1952 | 12.7151
3779 | Ventilation | Supply Fan | Elec. Furnace No.1 | Fish Season | 0.2 | [5 empty] | 0.2 | 0.75 | 0.75 | 0.7 | 0.1492 |  | 1 |  | 24.0 | 744 | 672 | 744 | 720 | 372 | 72 | 0 | 0 | 0 | 744 | 720 | 744 | 111.0048 | 100.2624 | 111.0048 | 107.424 | 55.5024 | 10.7424 | 0 | 0 | 0 | 111.0048 | 107.424 | 111.0048 | 5532 | 825.3744 | 0.11464
3780 | AC system | Fan | RTU | Cooling 1 | 0.2 | [5 empty] | 0.2 | 0.75 | 0.75 | 0.7 | 0.1492 |  | 0.4 | Occupied | 6.428571428571430 | 0 | 0 | 0 | 0 | 39.8571 | 77.1429 | 79.7143 | 79.7143 | 38.5714 | 0 | 0 | 0 | 0 | 0 | 0 | 0 | 5.9467 | 11.5097 | 11.8934 | 11.8934 | 5.7549 | 0 | 0 | 0 | 315 | 46.998 | 0.040348
3781 | Pump | Pump | P-21 | Uniform | 0.2 | [5 empty] | 0.2 | 0.75 | 0.75 | 0.7 | 0.1492 |  | 1 | Occupied | 16.0 | 496 | 448 | 496 | 480 | 496 | 480 | 496 | 496 | 480 | 496 | 480 | 496 | 74.0032 | 66.8416 | 74.0032 | 71.616 | 74.0032 | 71.616 | 74.0032 | 74.0032 | 71.616 | 74.0032 | 71.616 | 74.0032 | 5840 | 871.328 | 0.062825
3782 | AC system | Walk-in Frezeer Fan |  | Uniform | 0.2 | [5 empty] | 0.2 | 0.75 | 0.75 | 0.7 | 0.1492 |  | 0.35 | All Day | 24.0 | 260.4 | 235.2 | 260.4 | 252 | 260.4 | 252 | 260.4 | 260.4 | 252 | 260.4 | 252 | 260.4 | 38.8517 | 35.0918 | 38.8517 | 37.5984 | 38.8517 | 37.5984 | 38.8517 | 38.8517 | 37.5984 | 38.8517 | 37.5984 | 38.8517 | 3066 | 457.4472 | 0.018153
3783 | AC system | Walk-in Frezeer Fan |  | Uniform | 0.2 | [5 empty] | 0.2 | 0.75 | 0.75 | 0.7 | 0.1492 |  | 0.35 | All Day | 24.0 | 260.4 | 235.2 | 260.4 | 252 | 260.4 | 252 | 260.4 | 260.4 | 252 | 260.4 | 252 | 260.4 | 38.8517 | 35.0918 | 38.8517 | 37.5984 | 38.8517 | 37.5984 | 38.8517 | 38.8517 | 37.5984 | 38.8517 | 37.5984 | 38.8517 | 3066 | 457.4472 | 0.018153
3784 | AC system | Walk-in Frezeer Fan |  | Uniform | 0.2 | [5 empty] | 0.2 | 0.75 | 0.75 | 0.7 | 0.1492 |  | 0.35 | All Day | 24.0 | 260.4 | 235.2 | 260.4 | 252 | 260.4 | 252 | 260.4 | 260.4 | 252 | 260.4 | 252 | 260.4 | 38.8517 | 35.0918 | 38.8517 | 37.5984 | 38.8517 | 37.5984 | 38.8517 | 38.8517 | 37.5984 | 38.8517 | 37.5984 | 38.8517 | 3066 | 457.4472 | 0.018153
3785 | AC system | Condenser fan |  | Cooling 1 | 0.2 | [5 empty] | 0.2 | 0.75 | 0.75 | 0.7 | 0.1492 |  | 0.5 |  | 10.75 | 0 | 0 | 0 | 0 | 83.3125 | 161.25 | 166.625 | 166.625 | 80.625 | 0 | 0 | 0 | 0 | 0 | 0 | 0 | 12.4302 | 24.0585 | 24.8605 | 24.8605 | 12.0292 | 0 | 0 | 0 | 658.4375 | 98.2389 | 0.5808
3786 | Fan Coil | Supply Fan | FC-01 | Uniform | 0.2 | [5 empty] | 0.2 | 0.75 | 0.75 | 0.7 | 0.1492 |  | 1 | FC-1 | 12.5 | 387.5 | 350 | 387.5 | 375 | 387.5 | 375 | 387.5 | 387.5 | 375 | 387.5 | 375 | 387.5 | 57.815 | 52.22 | 57.815 | 55.95 | 57.815 | 55.95 | 57.815 | 57.815 | 55.95 | 57.815 | 55.95 | 57.815 | 4562.5 | 680.725 | 0.11322
3787 | AC system | Condensor Fan | Liebert Unit | Cooling 1 | 0.2 | [5 empty] | 0.2 | 0.75 | 0.75 | 0.7 | 0.1492 |  | 0.35 | All Day | 24.0 | 0 | 0 | 0 | 12.6 | 130.2 | 252 | 260.4 | 260.4 | 126 | 13.02 | 0 | 0 | 0 | 0 | 0 | 1.8799 | 19.4258 | 37.5984 | 38.8517 | 38.8517 | 18.7992 | 1.9426 | 0 | 0 | 1054.62 | 157.3493 | 0.051379
3788 | Ventilation | FCU Fan | FC-4 | FCU | 0.2 | [5 empty] | 0.2 | 0.75 | 0.75 | 0.7 | 0.1492 |  | 0.75 | Amenity FC | 18.0 | 418.5 | 340.2 | 167.4 | 40.5 | 167.4 | 202.5 | 418.5 | 418.5 | 283.5 | 251.1 | 364.5 | 418.5 | 62.4402 | 50.7578 | 24.9761 | 6.0426 | 24.9761 | 30.213 | 62.4402 | 62.4402 | 42.2982 | 37.4641 | 54.3834 | 62.4402 | 3491.1 | 520.8721 | 0.09371
3789 | Ventilation | FCU Fan | FC-6.2 | FCU | 0.2 | [5 empty] | 0.2 | 0.75 | 0.75 | 0.7 | 0.1492 |  | 0.75 | Amenity FC | 18.0 | 418.5 | 340.2 | 167.4 | 40.5 | 167.4 | 202.5 | 418.5 | 418.5 | 283.5 | 251.1 | 364.5 | 418.5 | 62.4402 | 50.7578 | 24.9761 | 6.0426 | 24.9761 | 30.213 | 62.4402 | 62.4402 | 42.2982 | 37.4641 | 54.3834 | 62.4402 | 3491.1 | 520.8721 | 0.09371
3790 | Ventilation | FCU Fan | FC-10 | FCU | 0.2 | [5 empty] | 0.2 | 0.75 | 0.75 | 0.7 | 0.1492 |  | 0.75 | Amenity FC | 18.0 | 418.5 | 340.2 | 167.4 | 40.5 | 167.4 | 202.5 | 418.5 | 418.5 | 283.5 | 251.1 | 364.5 | 418.5 | 62.4402 | 50.7578 | 24.9761 | 6.0426 | 24.9761 | 30.213 | 62.4402 | 62.4402 | 42.2982 | 37.4641 | 54.3834 | 62.4402 | 3491.1 | 520.8721 | 0.09371
3791 | Ventilation | FCU Fan | FC-13 | FCU | 0.2 | [5 empty] | 0.2 | 0.75 | 0.75 | 0.7 | 0.1492 |  | 0.75 | Amenity FC | 18.0 | 418.5 | 340.2 | 167.4 | 40.5 | 167.4 | 202.5 | 418.5 | 418.5 | 283.5 | 251.1 | 364.5 | 418.5 | 62.4402 | 50.7578 | 24.9761 | 6.0426 | 24.9761 | 30.213 | 62.4402 | 62.4402 | 42.2982 | 37.4641 | 54.3834 | 62.4402 | 3491.1 | 520.8721 | 0.09371
3792 | Ventilation | FCU Fan | FC-16 | FCU | 0.2 | [5 empty] | 0.2 | 0.75 | 0.75 | 0.7 | 0.1492 |  | 0.75 | Amenity FC | 18.0 | 418.5 | 340.2 | 167.4 | 40.5 | 167.4 | 202.5 | 418.5 | 418.5 | 283.5 | 251.1 | 364.5 | 418.5 | 62.4402 | 50.7578 | 24.9761 | 6.0426 | 24.9761 | 30.213 | 62.4402 | 62.4402 | 42.2982 | 37.4641 | 54.3834 | 62.4402 | 3491.1 | 520.8721 | 0.09371
3793 | Heat pump | Fan | HP-2 | Heat Pump | 0.2 | [5 empty] | 0.2 | 0.75 | 0.75 | 0.7 | 0.1492 |  | 0.5 | RTUs, AH-1 and HPs | 16.928571428571400 | 262.3929 | 213.3 | 209.9143 | 50.7857 | 78.7179 | 126.9643 | 262.3929 | 262.3929 | 177.75 | 157.4357 | 228.5357 | 262.3929 | 39.149 | 31.8244 | 31.3192 | 7.5772 | 11.7447 | 18.9431 | 39.149 | 39.149 | 26.5203 | 23.4894 | 34.0975 | 39.149 | 2292.975 | 342.1119 | 0.25421
3794 | Heat pump | Condenser Fan | FUR/CU-2 | Heat Pump | 0.2 | [5 empty] | 0.2 | 0.75 | 0.75 | 0.7 | 0.1492 |  | 0.75 | All Day | 24.0 | 558 | 504 | 362.7 | 351 | 111.6 | 108 | 111.6 | 111.6 | 162 | 223.2 | 486 | 558 | 83.2536 | 75.1968 | 54.1148 | 52.3692 | 16.6507 | 16.1136 | 16.6507 | 16.6507 | 24.1704 | 33.3014 | 72.5112 | 83.2536 | 3647.7 | 544.2368 | 1.7907
3795 | Pump | Pump |  | Heating 1 | 0.2 | [5 empty] | 0.2 | 0.75 | 0.75 | 0.7 | 0.1492 |  | 1 | AH 2-4, 9-16 | 9.0 | 279 | 252 | 209.25 | 135 | 111.6 | 54 | 6.975 | 6.975 | 6.75 | 55.8 | 108 | 279 | 41.6268 | 37.5984 | 31.2201 | 20.142 | 16.6507 | 8.0568 | 1.0407 | 1.0407 | 1.0071 | 8.3254 | 16.1136 | 41.6268 | 1504.35 | 224.449 | 0.027645
3796 | Pump | Pump |  | Heating 1 | 0.2 | [5 empty] | 0.2 | 0.75 | 0.75 | 0.7 | 0.1492 |  | 1 | AH 2-4, 9-16 | 9.0 | 279 | 252 | 209.25 | 135 | 111.6 | 54 | 6.975 | 6.975 | 6.75 | 55.8 | 108 | 279 | 41.6268 | 37.5984 | 31.2201 | 20.142 | 16.6507 | 8.0568 | 1.0407 | 1.0407 | 1.0071 | 8.3254 | 16.1136 | 41.6268 | 1504.35 | 224.449 | 0.027645
3797 | AC system | Condenser Fan | AC-1 | Cooling 1 | 0.2 | [5 empty] | 0.2 | 0.75 | 0.75 | 0.7 | 0.1492 |  | 0.3 | MUA | 15.428571428571400 | 0 | 0 | 0 | 83.3143 | 100.44 | 138.8571 | 57.3943 | 43.0457 | 41.6571 | 0 | 0 | 0 | 0 | 0 | 0 | 12.4305 | 14.9856 | 20.7175 | 8.5632 | 6.4224 | 6.2152 | 0 | 0 | 0 | 464.7086 | 69.3345 | 0.016235
3798 | AC system | Condenser Fan | AC-2 | Cooling 1 | 0.2 | [5 empty] | 0.2 | 0.75 | 0.75 | 0.7 | 0.1492 |  | 0.3 | MUA | 15.428571428571400 | 0 | 0 | 0 | 83.3143 | 100.44 | 138.8571 | 57.3943 | 43.0457 | 41.6571 | 0 | 0 | 0 | 0 | 0 | 0 | 12.4305 | 14.9856 | 20.7175 | 8.5632 | 6.4224 | 6.2152 | 0 | 0 | 0 | 464.7086 | 69.3345 | 0.016235
3799 | AC system | Condenser Fan | AC-3 | Cooling 1 | 0.2 | [5 empty] | 0.2 | 0.75 | 0.75 | 0.7 | 0.1492 |  | 0.3 | MUA | 15.428571428571400 | 0 | 0 | 0 | 83.3143 | 100.44 | 138.8571 | 57.3943 | 43.0457 | 41.6571 | 0 | 0 | 0 | 0 | 0 | 0 | 12.4305 | 14.9856 | 20.7175 | 8.5632 | 6.4224 | 6.2152 | 0 | 0 | 0 | 464.7086 | 69.3345 | 0.016235
3800 | AC system | Condenser Fan | AC-4 | Cooling 1 | 0.2 | [5 empty] | 0.2 | 0.75 | 0.75 | 0.7 | 0.1492 |  | 0.3 | MUA | 15.428571428571400 | 0 | 0 | 0 | 83.3143 | 100.44 | 138.8571 | 57.3943 | 43.0457 | 41.6571 | 0 | 0 | 0 | 0 | 0 | 0 | 12.4305 | 14.9856 | 20.7175 | 8.5632 | 6.4224 | 6.2152 | 0 | 0 | 0 | 464.7086 | 69.3345 | 0.016235
3801 | Ventilation | EF-7 |  | Uniform | 0.2 | [5 empty] | 0.2 | 0.75 | 0.75 | 0.7 | 0.1492 |  | 1 | Legacy / Agrifair | 6.571428571428570 | 203.7143 | 184 | 203.7143 | 197.1429 | 203.7143 | 197.1429 | 203.7143 | 203.7143 | 197.1429 | 203.7143 | 197.1429 | 203.7143 | 30.3942 | 27.4528 | 30.3942 | 29.4137 | 30.3942 | 29.4137 | 30.3942 | 30.3942 | 29.4137 | 30.3942 | 29.4137 | 30.3942 | 2398.5714 | 357.8669 | 0.13382
3802 | Unit Heater | Unit Heater |  | Heating 1 | 0.2 | [5 empty] | 0.2 | 0.75 | 0.75 | 0.7 | 0.1492 |  | 0.5 | RTU | 18.0 | 265.05 | 239.4 | 237.15 | 108 | 27.9 | 0 | 0 | 0 | 40.5 | 167.4 | 202.5 | 279 | 39.5455 | 35.7185 | 35.3828 | 16.1136 | 4.1627 | 0 | 0 | 0 | 6.0426 | 24.9761 | 30.213 | 41.6268 | 1566.9 | 233.7815 | 0.13499
3803 | Fan Coil | Supply Fan | FCU-A-01 | Heating 2 | 0.2 | [5 empty] | 0.2 | 0.75 | 0.75 | 0.7 | 0.1492 |  | 0.5 | All Day | 24.0 | 372 | 285.6 | 241.8 | 144 | 93 | 0 | 0 | 0 | 0 | 0 | 252 | 372 | 55.5024 | 42.6115 | 36.0766 | 21.4848 | 13.8756 | 0 | 0 | 0 | 0 | 0 | 37.5984 | 55.5024 | 1760.4 | 262.6517 | 0.013489
3804 | Fan Coil | Supply Fan | FCU-A-02 | Heating 2 | 0.2 | [5 empty] | 0.2 | 0.75 | 0.75 | 0.7 | 0.1492 |  | 0.5 | All Day | 24.0 | 372 | 285.6 | 241.8 | 144 | 93 | 0 | 0 | 0 | 0 | 0 | 252 | 372 | 55.5024 | 42.6115 | 36.0766 | 21.4848 | 13.8756 | 0 | 0 | 0 | 0 | 0 | 37.5984 | 55.5024 | 1760.4 | 262.6517 | 0.013489
3805 | Fan Coil | Supply Fan | FCU-A-03 | Heating 2 | 0.2 | [5 empty] | 0.2 | 0.75 | 0.75 | 0.7 | 0.1492 |  | 0.5 | All Day | 24.0 | 372 | 285.6 | 241.8 | 144 | 93 | 0 | 0 | 0 | 0 | 0 | 252 | 372 | 55.5024 | 42.6115 | 36.0766 | 21.4848 | 13.8756 | 0 | 0 | 0 | 0 | 0 | 37.5984 | 55.5024 | 1760.4 | 262.6517 | 0.013489
3806 | Fan Coil | Supply Fan | FCU-A-04 | Heating 2 | 0.2 | [5 empty] | 0.2 | 0.75 | 0.75 | 0.7 | 0.1492 |  | 0.5 | All Day | 24.0 | 372 | 285.6 | 241.8 | 144 | 93 | 0 | 0 | 0 | 0 | 0 | 252 | 372 | 55.5024 | 42.6115 | 36.0766 | 21.4848 | 13.8756 | 0 | 0 | 0 | 0 | 0 | 37.5984 | 55.5024 | 1760.4 | 262.6517 | 0.013489
3807 | Fan Coil | Supply Fan | FCU-C-01 | Heating 2 | 0.2 | [5 empty] | 0.2 | 0.75 | 0.75 | 0.7 | 0.1492 |  | 0.5 | All Day | 24.0 | 372 | 285.6 | 241.8 | 144 | 93 | 0 | 0 | 0 | 0 | 0 | 252 | 372 | 55.5024 | 42.6115 | 36.0766 | 21.4848 | 13.8756 | 0 | 0 | 0 | 0 | 0 | 37.5984 | 55.5024 | 1760.4 | 262.6517 | 0.013489
3808 | Fan Coil | Supply Fan | FCU-C-03 | Heating 2 | 0.2 | [5 empty] | 0.2 | 0.75 | 0.75 | 0.7 | 0.1492 |  | 0.5 | All Day | 24.0 | 372 | 285.6 | 241.8 | 144 | 93 | 0 | 0 | 0 | 0 | 0 | 252 | 372 | 55.5024 | 42.6115 | 36.0766 | 21.4848 | 13.8756 | 0 | 0 | 0 | 0 | 0 | 37.5984 | 55.5024 | 1760.4 | 262.6517 | 0.013489
3809 | Fan Coil | Supply Fan | FCU-C-04 | Heating 2 | 0.2 | [5 empty] | 0.2 | 0.75 | 0.75 | 0.7 | 0.1492 |  | 0.5 | All Day | 24.0 | 372 | 285.6 | 241.8 | 144 | 93 | 0 | 0 | 0 | 0 | 0 | 252 | 372 | 55.5024 | 42.6115 | 36.0766 | 21.4848 | 13.8756 | 0 | 0 | 0 | 0 | 0 | 37.5984 | 55.5024 | 1760.4 | 262.6517 | 0.013489
3810 | AC system | Fan | RTU-1 | Cooling 1 | 0.2 | [5 empty] | 0.2 | 0.75 | 0.75 | 0.7 | 0.1492 |  | 0.2 | RTUs, AH-1 and HPs | 16.928571428571400 | 0 | 0 | 0 | 50.7857 | 0 | 30.4714 | 104.9571 | 94.4614 | 50.7857 | 0 | 0 | 0 | 0 | 0 | 0 | 7.5772 | 0 | 4.5463 | 15.6596 | 14.0936 | 7.5772 | 0 | 0 | 0 | 331.4614 | 49.454 | 0.036747
3811 | AC system | Fan | RTU-4 | Cooling 1 | 0.2 | [5 empty] | 0.2 | 0.75 | 0.75 | 0.7 | 0.1492 |  | 0.2 | RTUs, AH-1 and HPs | 16.928571428571400 | 0 | 0 | 0 | 50.7857 | 0 | 30.4714 | 104.9571 | 94.4614 | 50.7857 | 0 | 0 | 0 | 0 | 0 | 0 | 7.5772 | 0 | 4.5463 | 15.6596 | 14.0936 | 7.5772 | 0 | 0 | 0 | 331.4614 | 49.454 | 0.036747
3812 | AC system | Fan | RTU-5 | Cooling 1 | 0.2 | [5 empty] | 0.2 | 0.75 | 0.75 | 0.7 | 0.1492 |  | 0.2 | RTUs, AH-1 and HPs | 16.928571428571400 | 0 | 0 | 0 | 50.7857 | 0 | 30.4714 | 104.9571 | 94.4614 | 50.7857 | 0 | 0 | 0 | 0 | 0 | 0 | 7.5772 | 0 | 4.5463 | 15.6596 | 14.0936 | 7.5772 | 0 | 0 | 0 | 331.4614 | 49.454 | 0.036747
3813 | AC system | Fan | RTU-6 | Cooling 1 | 0.2 | [5 empty] | 0.2 | 0.75 | 0.75 | 0.7 | 0.1492 |  | 0.2 | RTUs, AH-1 and HPs | 16.928571428571400 | 0 | 0 | 0 | 50.7857 | 0 | 30.4714 | 104.9571 | 94.4614 | 50.7857 | 0 | 0 | 0 | 0 | 0 | 0 | 7.5772 | 0 | 4.5463 | 15.6596 | 14.0936 | 7.5772 | 0 | 0 | 0 | 331.4614 | 49.454 | 0.036747
3814 | AC system | Fan | RTU-1 | Cooling 1 | 0.2 | [5 empty] | 0.2 | 0.75 | 0.75 | 0.7 | 0.1492 |  | 0.15 | RTUs | 12.0 | 0 | 0 | 5.58 | 10.8 | 27.9 | 27 | 55.8 | 55.8 | 27 | 11.16 | 5.4 | 0 | 0 | 0 | 0.83254 | 1.6114 | 4.1627 | 4.0284 | 8.3254 | 8.3254 | 4.0284 | 1.6651 | 0.80568 | 0 | 226.44 | 33.7848 | 0.11261
3815 | Ventilation | Condenser Fan | AC Unit | Cooling 1 | 0.2 | [5 empty] | 0.2 | 0.75 | 0.75 | 0.7 | 0.1492 |  | 0.3 |  | 24.0 | 0 | 0 | 0 | 0 | 111.6 | 216 | 223.2 | 156.24 | 108 | 0 | 0 | 0 | 0 | 0 | 0 | 0 | 16.6507 | 32.2272 | 33.3014 | 23.311 | 16.1136 | 0 | 0 | 0 | 815.04 | 121.604 | 0.016891
3816 | Ventilation | Exhaust Fan | EF-3 | Uniform | 0.2 | [5 empty] | 0.2 | 0.75 | 0.75 | 0.7 | 0.1492 |  | 1 | 8h 5d | 5.714285714285710 | 177.1429 | 160 | 177.1429 | 171.4286 | 177.1429 | 171.4286 | 177.1429 | 177.1429 | 171.4286 | 177.1429 | 171.4286 | 177.1429 | 26.4297 | 23.872 | 26.4297 | 25.5771 | 26.4297 | 25.5771 | 26.4297 | 26.4297 | 25.5771 | 26.4297 | 25.5771 | 26.4297 | 2085.7143 | 311.1886 | 0.036917
3817 | AC system | Compressor Fan | AC-1 | Cooling 1 | 0.2 | [5 empty] | 0.2 | 0.75 | 0.75 | 0.7 | 0.1492 |  | 0.3 | All Day | 24.0 | 0 | 0 | 44.64 | 43.2 | 89.28 | 151.2 | 223.2 | 223.2 | 129.6 | 89.28 | 0 | 0 | 0 | 0 | 6.6603 | 6.4454 | 13.3206 | 22.559 | 33.3014 | 33.3014 | 19.3363 | 13.3206 | 0 | 0 | 993.6 | 148.2451 | 0.0058829
3818 | Pump | Pump |  | Cooling 1 | 0.2 | [5 empty] | 0.2 | 0.75 | 0.75 | 0.7 | 0.1492 |  | 1 | AH 2-4, 9-16 | 9.0 | 0 | 25.2 | 27.9 | 81 | 83.7 | 81 | 279 | 223.2 | 270 | 83.7 | 27 | 0 | 0 | 3.7598 | 4.1627 | 12.0852 | 12.488 | 12.0852 | 41.6268 | 33.3014 | 40.284 | 12.488 | 4.0284 | 0 | 1181.7 | 176.3096 | 0.021715
3819 | Pump | Pump |  | Cooling 1 | 0.2 | [5 empty] | 0.2 | 0.75 | 0.75 | 0.7 | 0.1492 |  | 1 | AH 2-4, 9-16 | 9.0 | 0 | 25.2 | 27.9 | 81 | 83.7 | 81 | 279 | 223.2 | 270 | 83.7 | 27 | 0 | 0 | 3.7598 | 4.1627 | 12.0852 | 12.488 | 12.0852 | 41.6268 | 33.3014 | 40.284 | 12.488 | 4.0284 | 0 | 1181.7 | 176.3096 | 0.021715
3820 | Fan Coil Unit | Supply Fan | FC-B01 | Fan Coil | 0.2 | [5 empty] | 0.2 | 0.75 | 0.75 | 0.7 | 0.1492 |  | 1 | All Day | 24.0 | 148.8 | 201.6 | 297.6 | 360 | 372 | 720 | 744 | 744 | 720 | 446.4 | 216 | 74.4 | 22.201 | 30.0787 | 44.4019 | 53.712 | 55.5024 | 107.424 | 111.0048 | 111.0048 | 107.424 | 66.6029 | 32.2272 | 11.1005 | 5044.8 | 752.6842 | 0.017613
3821 | Fan Coil Unit | Supply Fan | FC-B02 | Fan Coil | 0.2 | [5 empty] | 0.2 | 0.75 | 0.75 | 0.7 | 0.1492 |  | 1 | All Day | 24.0 | 148.8 | 201.6 | 297.6 | 360 | 372 | 720 | 744 | 744 | 720 | 446.4 | 216 | 74.4 | 22.201 | 30.0787 | 44.4019 | 53.712 | 55.5024 | 107.424 | 111.0048 | 111.0048 | 107.424 | 66.6029 | 32.2272 | 11.1005 | 5044.8 | 752.6842 | 0.017613
3822 | Fan Coil Unit | Supply Fan | FC-B07 | Fan Coil | 0.2 | [5 empty] | 0.2 | 0.75 | 0.75 | 0.7 | 0.1492 |  | 1 | All Day | 24.0 | 148.8 | 201.6 | 297.6 | 360 | 372 | 720 | 744 | 744 | 720 | 446.4 | 216 | 74.4 | 22.201 | 30.0787 | 44.4019 | 53.712 | 55.5024 | 107.424 | 111.0048 | 111.0048 | 107.424 | 66.6029 | 32.2272 | 11.1005 | 5044.8 | 752.6842 | 0.017613
3823 | Fan Coil Unit | Supply Fan | FC-B08 | Fan Coil | 0.2 | [5 empty] | 0.2 | 0.75 | 0.75 | 0.7 | 0.1492 |  | 1 | All Day | 24.0 | 148.8 | 201.6 | 297.6 | 360 | 372 | 720 | 744 | 744 | 720 | 446.4 | 216 | 74.4 | 22.201 | 30.0787 | 44.4019 | 53.712 | 55.5024 | 107.424 | 111.0048 | 111.0048 | 107.424 | 66.6029 | 32.2272 | 11.1005 | 5044.8 | 752.6842 | 0.017613
3824 | Fan Coil Unit | Supply Fan | FC-202 | Fan Coil | 0.2 | [5 empty] | 0.2 | 0.75 | 0.75 | 0.7 | 0.1492 |  | 1 | All Day | 24.0 | 148.8 | 201.6 | 297.6 | 360 | 372 | 720 | 744 | 744 | 720 | 446.4 | 216 | 74.4 | 22.201 | 30.0787 | 44.4019 | 53.712 | 55.5024 | 107.424 | 111.0048 | 111.0048 | 107.424 | 66.6029 | 32.2272 | 11.1005 | 5044.8 | 752.6842 | 0.017613
3825 | Fan Coil Unit | Supply Fan | FC-301 | Fan Coil | 0.2 | [5 empty] | 0.2 | 0.75 | 0.75 | 0.7 | 0.1492 |  | 1 | All Day | 24.0 | 148.8 | 201.6 | 297.6 | 360 | 372 | 720 | 744 | 744 | 720 | 446.4 | 216 | 74.4 | 22.201 | 30.0787 | 44.4019 | 53.712 | 55.5024 | 107.424 | 111.0048 | 111.0048 | 107.424 | 66.6029 | 32.2272 | 11.1005 | 5044.8 | 752.6842 | 0.017613
3826 | Fan Coil Unit | Supply Fan | FC-302 | Fan Coil | 0.2 | [5 empty] | 0.2 | 0.75 | 0.75 | 0.7 | 0.1492 |  | 1 | All Day | 24.0 | 148.8 | 201.6 | 297.6 | 360 | 372 | 720 | 744 | 744 | 720 | 446.4 | 216 | 74.4 | 22.201 | 30.0787 | 44.4019 | 53.712 | 55.5024 | 107.424 | 111.0048 | 111.0048 | 107.424 | 66.6029 | 32.2272 | 11.1005 | 5044.8 | 752.6842 | 0.017613
3827 | Fan Coil Unit | Supply Fan | FC-303A | Fan Coil | 0.2 | [5 empty] | 0.2 | 0.75 | 0.75 | 0.7 | 0.1492 |  | 1 | All Day | 24.0 | 148.8 | 201.6 | 297.6 | 360 | 372 | 720 | 744 | 744 | 720 | 446.4 | 216 | 74.4 | 22.201 | 30.0787 | 44.4019 | 53.712 | 55.5024 | 107.424 | 111.0048 | 111.0048 | 107.424 | 66.6029 | 32.2272 | 11.1005 | 5044.8 | 752.6842 | 0.017613
3828 | Fan Coil Unit | Supply Fan | FC-501 | Fan Coil | 0.2 | [5 empty] | 0.2 | 0.75 | 0.75 | 0.7 | 0.1492 |  | 1 | All Day | 24.0 | 148.8 | 201.6 | 297.6 | 360 | 372 | 720 | 744 | 744 | 720 | 446.4 | 216 | 74.4 | 22.201 | 30.0787 | 44.4019 | 53.712 | 55.5024 | 107.424 | 111.0048 | 111.0048 | 107.424 | 66.6029 | 32.2272 | 11.1005 | 5044.8 | 752.6842 | 0.017613
3829 | Fan Coil Unit | Supply Fan | FC-502 | Fan Coil | 0.2 | [5 empty] | 0.2 | 0.75 | 0.75 | 0.7 | 0.1492 |  | 1 | All Day | 24.0 | 148.8 | 201.6 | 297.6 | 360 | 372 | 720 | 744 | 744 | 720 | 446.4 | 216 | 74.4 | 22.201 | 30.0787 | 44.4019 | 53.712 | 55.5024 | 107.424 | 111.0048 | 111.0048 | 107.424 | 66.6029 | 32.2272 | 11.1005 | 5044.8 | 752.6842 | 0.017613
3830 | Fan Coil Unit | Supply Fan | FC-503 | Fan Coil | 0.2 | [5 empty] | 0.2 | 0.75 | 0.75 | 0.7 | 0.1492 |  | 1 | All Day | 24.0 | 148.8 | 201.6 | 297.6 | 360 | 372 | 720 | 744 | 744 | 720 | 446.4 | 216 | 74.4 | 22.201 | 30.0787 | 44.4019 | 53.712 | 55.5024 | 107.424 | 111.0048 | 111.0048 | 107.424 | 66.6029 | 32.2272 | 11.1005 | 5044.8 | 752.6842 | 0.017613
3831 | Fan Coil Unit | Supply Fan | FC-601 | Fan Coil | 0.2 | [5 empty] | 0.2 | 0.75 | 0.75 | 0.7 | 0.1492 |  | 1 | All Day | 24.0 | 148.8 | 201.6 | 297.6 | 360 | 372 | 720 | 744 | 744 | 720 | 446.4 | 216 | 74.4 | 22.201 | 30.0787 | 44.4019 | 53.712 | 55.5024 | 107.424 | 111.0048 | 111.0048 | 107.424 | 66.6029 | 32.2272 | 11.1005 | 5044.8 | 752.6842 | 0.017613
3832 | Fan Coil Unit | Supply Fan | FC-602 | Fan Coil | 0.2 | [5 empty] | 0.2 | 0.75 | 0.75 | 0.7 | 0.1492 |  | 1 | All Day | 24.0 | 148.8 | 201.6 | 297.6 | 360 | 372 | 720 | 744 | 744 | 720 | 446.4 | 216 | 74.4 | 22.201 | 30.0787 | 44.4019 | 53.712 | 55.5024 | 107.424 | 111.0048 | 111.0048 | 107.424 | 66.6029 | 32.2272 | 11.1005 | 5044.8 | 752.6842 | 0.017613
3833 | Fan Coil Unit | Supply Fan | FC-603 | Fan Coil | 0.2 | [5 empty] | 0.2 | 0.75 | 0.75 | 0.7 | 0.1492 |  | 1 | All Day | 24.0 | 148.8 | 201.6 | 297.6 | 360 | 372 | 720 | 744 | 744 | 720 | 446.4 | 216 | 74.4 | 22.201 | 30.0787 | 44.4019 | 53.712 | 55.5024 | 107.424 | 111.0048 | 111.0048 | 107.424 | 66.6029 | 32.2272 | 11.1005 | 5044.8 | 752.6842 | 0.017613
3834 | Unit Heater | Unit Heater |  | Ice Plant | 0.2 | [5 empty] | 0.2 | 0.75 | 0.75 | 0.7 | 0.1492 |  | 1 | RTU | 18.0 | 446.4 | 478.8 | 558 | 324 | 0 | 0 | 0 | 0 | 162 | 558 | 540 | 502.2 | 66.6029 | 71.437 | 83.2536 | 48.3408 | 0 | 0 | 0 | 0 | 24.1704 | 83.2536 | 80.568 | 74.9282 | 3569.4 | 532.5545 | 0.30751
3835 | Unit Heater | Unit Heater |  | Ice Plant | 0.2 | [5 empty] | 0.2 | 0.75 | 0.75 | 0.7 | 0.1492 |  | 1 | RTU | 18.0 | 446.4 | 478.8 | 558 | 324 | 0 | 0 | 0 | 0 | 162 | 558 | 540 | 502.2 | 66.6029 | 71.437 | 83.2536 | 48.3408 | 0 | 0 | 0 | 0 | 24.1704 | 83.2536 | 80.568 | 74.9282 | 3569.4 | 532.5545 | 0.30751
3836 | Unit Heater | Unit Heater |  | Ice Plant | 0.2 | [5 empty] | 0.2 | 0.75 | 0.75 | 0.7 | 0.1492 |  | 1 | RTU | 18.0 | 446.4 | 478.8 | 558 | 324 | 0 | 0 | 0 | 0 | 162 | 558 | 540 | 502.2 | 66.6029 | 71.437 | 83.2536 | 48.3408 | 0 | 0 | 0 | 0 | 24.1704 | 83.2536 | 80.568 | 74.9282 | 3569.4 | 532.5545 | 0.30751
3837 | Unit Heater | Unit Heater |  | Ice Plant | 0.2 | [5 empty] | 0.2 | 0.75 | 0.75 | 0.7 | 0.1492 |  | 1 | RTU | 18.0 | 446.4 | 478.8 | 558 | 324 | 0 | 0 | 0 | 0 | 162 | 558 | 540 | 502.2 | 66.6029 | 71.437 | 83.2536 | 48.3408 | 0 | 0 | 0 | 0 | 24.1704 | 83.2536 | 80.568 | 74.9282 | 3569.4 | 532.5545 | 0.30751
3838 | Ventilation | Fan | L0-F-02 | Uniform | 0.2 | 0.455 |  |  |  |  | 0.2 | 0.75 | 0.75 | 0.7 | 0.1492 |  | 1 | All Day | 24.0 | 744 | 672 | 744 | 720 | 744 | 720 | 744 | 744 | 720 | 744 | 720 | 669.6 | 111.0048 | 100.2624 | 111.0048 | 107.424 | 111.0048 | 107.424 | 111.0048 | 111.0048 | 107.424 | 111.0048 | 107.424 | 99.9043 | 8685.6 | 1295.8915 | 0.062128
3839 | AC system | Condenser Fan | CU-5 | Cooling 1 | 0.2 | [5 empty] | 0.2 | 0.75 | 0.75 | 0.7 | 0.1492 |  | 0.28 | 24h 7d | 24.0 | 0 | 0 | 0 | 0 | 62.496 | 120.96 | 208.32 | 208.32 | 60.48 | 0 | 0 | 0 | 0 | 0 | 0 | 0 | 9.3244 | 18.0472 | 31.0813 | 31.0813 | 9.0236 | 0 | 0 | 0 | 660.576 | 98.5579 | 0.011692
3840 | Miscellaneous electricity | Unit Cooler Fan |  | Uniform | 0.5 | [5 empty] | 0.5 | 0.75 | 0.75 | 0.7 | 0.373 |  | 0 | All Day | 24.0 | 0 | 0 | 0 | 0 | 0 | 0 | 0 | 0 | 0 | 0 | 0 | 0 | 0 | 0 | 0 | 0 | 0 | 0 | 0 | 0 | 0 | 0 | 0 | 0 | 0 | 0 | 0
3841 | Fume hoods | Fume Hood | FH018 | Uniform | 0.5 |  |  |  |  | 0 | 0.5 | 0.75 | 0.75 | 0.7 | 0.373 |  | 0 |  | 24.0 | 0 | 0 | 0 | 0 | 0 | 0 | 0 | 0 | 0 | 0 | 0 | 0 | 0 | 0 | 0 | 0 | 0 | 0 | 0 | 0 | 0 | 0 | 0 | 0 | 0 | 0 | 0
3842 | Fume hoods | Fume Hood | FH9 | Uniform | 0.5 | [5 empty] | 0.5 | 0.75 | 0.75 | 0.7 | 0.373 |  | 0 |  | 24.0 | 0 | 0 | 0 | 0 | 0 | 0 | 0 | 0 | 0 | 0 | 0 | 0 | 0 | 0 | 0 | 0 | 0 | 0 | 0 | 0 | 0 | 0 | 0 | 0 | 0 | 0 | 0
3843 | Fume hoods | Fume Hood |  | Uniform | 0.5 |  | 3 | 2.5 |  |  | 0.5 | 0.75 | 0.75 | 0.7 | 0.373 |  | 0 |  | 24.0 | 0 | 0 | 0 | 0 | 0 | 0 | 0 | 0 | 0 | 0 | 0 | 0 | 0 | 0 | 0 | 0 | 0 | 0 | 0 | 0 | 0 | 0 | 0 | 0 | 0 | 0 | 0
3844 | Fume hoods | Fume Hood | FH18 | Uniform | 0.5 |  | 1 |  |  |  | 0.5 | 0.75 | 0.75 | 0.67 | 0.373 |  | 0 |  | 24.0 | 0 | 0 | 0 | 0 | 0 | 0 | 0 | 0 | 0 | 0 | 0 | 0 | 0 | 0 | 0 | 0 | 0 | 0 | 0 | 0 | 0 | 0 | 0 | 0 | 0 | 0 | 0
3845 | Supplemental gas heating | Frunace Fan |  |  | 0.5 | [5 empty] | 0.5 | 0.75 | 0.75 | 0.7 | 0.373 | [28 empty] | 0 | 0 | 0
3846 | Supplemental gas heating | Frunace Fan |  |  | 0.5 | [5 empty] | 0.5 | 0.75 | 0.75 | 0.7 | 0.373 | [28 empty] | 0 | 0 | 0
3847 | Supplemental gas heating | Frunace Fan |  |  | 0.5 | [5 empty] | 0.5 | 0.75 | 0.75 | 0.7 | 0.373 | [28 empty] | 0 | 0 | 0
3848 | Ventilation | Supply Fan | AC-4 | Uniform | 0.5 | [5 empty] | 0.5 | 0.75 | 0.75 | 0.7 | 0.373 |  | 0 | Occupied | 12.0 | 0 | 0 | 0 | 0 | 0 | 0 | 0 | 0 | 0 | 0 | 0 | 0 | 0 | 0 | 0 | 0 | 0 | 0 | 0 | 0 | 0 | 0 | 0 | 0 | 0 | 0 | 0
3849 | Pump | DCW Booster | 41-02-026 |  | 10.0 | 7.46 |  |  |  |  | 0.5 | 0.75 | 0.75 | 0.7 | 0.373 | [28 empty] | 0 | 0 | 0
3850 | Ventilation | Exhaust Fan | EF-212 | Uniform | 0.5 | [5 empty] | 0.5 | 0.75 | 0.75 | 0.7 | 0.373 |  |  | DNT | 12.0 | 0 | 0 | 0 | 0 | 0 | 0 | 0 | 0 | 0 | 0 | 0 | 0 | 0 | 0 | 0 | 0 | 0 | 0 | 0 | 0 | 0 | 0 | 0 | 0 | 0 | 0 | 0
3851 | Ventilation | Exhaust Fan | EF-9 | Uniform | 0.5 | [5 empty] | 0.5 | 0.75 | 0.75 | 0.7 | 0.373 |  | 0 | 24/7 | 24.0 | 0 | 0 | 0 | 0 | 0 | 0 | 0 | 0 | 0 | 0 | 0 | 0 | 0 | 0 | 0 | 0 | 0 | 0 | 0 | 0 | 0 | 0 | 0 | 0 | 0 | 0 | 0
3852 | Fan Coil Unit | Supply Fan | FC-112 | Fan Coil | 0.5 | [5 empty] | 0.5 | 0.75 | 0.75 | 0.7 | 0.373 |  | 0 | All Day | 24.0 | 0 | 0 | 0 | 0 | 0 | 0 | 0 | 0 | 0 | 0 | 0 | 0 | 0 | 0 | 0 | 0 | 0 | 0 | 0 | 0 | 0 | 0 | 0 | 0 | 0 | 0 | 0
3853 | Ventilation | Exhaust Fan | EF-212 | Uniform | 0.5 | [5 empty] | 0.5 | 0.75 | 0.75 | 0.7 | 0.373 |  |  | DNT | 12.0 | 0 | 0 | 0 | 0 | 0 | 0 | 0 | 0 | 0 | 0 | 0 | 0 | 0 | 0 | 0 | 0 | 0 | 0 | 0 | 0 | 0 | 0 | 0 | 0 | 0 | 0 | 0
3854 | Ventilation | Exhaust Fan | EF-1 | Uniform | 0.5 | [5 empty] | 0.5 | 0.75 | 0.75 | 0.7 | 0.373 |  | 0.5 | Occupied | 12.0 | 186 | 168 | 186 | 180 | 186 | 180 | 186 | 186 | 180 | 186 | 180 | 186 | 69.378 | 62.664 | 69.378 | 67.14 | 69.378 | 67.14 | 69.378 | 69.378 | 67.14 | 69.378 | 67.14 | 69.378 | 2190 | 816.87 | 0.29911
3855 | Miscellaneous electricity | Air Compressor |  | Uniform | 0.5 | [5 empty] | 0.5 | 0.75 | 0.75 | 0.7 | 0.373 |  | 0.25 | All Day | 24.0 | 186 | 168 | 186 | 180 | 186 | 180 | 186 | 186 | 180 | 186 | 180 | 186 | 69.378 | 62.664 | 69.378 | 67.14 | 69.378 | 67.14 | 69.378 | 69.378 | 67.14 | 69.378 | 67.14 | 69.378 | 2190 | 816.87 | 0.30518
3856 | Miscellaneous electricity | Air Compressor |  | Uniform | 0.5 | [5 empty] | 0.5 | 0.75 | 0.75 | 0.7 | 0.373 |  | 0.25 | All Day | 24.0 | 186 | 168 | 186 | 180 | 186 | 180 | 186 | 186 | 180 | 186 | 180 | 186 | 69.378 | 62.664 | 69.378 | 67.14 | 69.378 | 67.14 | 69.378 | 69.378 | 67.14 | 69.378 | 67.14 | 69.378 | 2190 | 816.87 | 0.30518
3857 | Ventilation | Unit Heaters | UH-1x | Uniform | 0.5 | [5 empty] | 0.5 | 0.75 | 0.75 | 0.7 | 0.373 |  | 0.25 | All Day | 24.0 | 186 | 168 | 186 | 180 | 186 | 180 | 186 | 186 | 180 | 186 | 180 | 186 | 69.378 | 62.664 | 69.378 | 67.14 | 69.378 | 67.14 | 69.378 | 69.378 | 67.14 | 69.378 | 67.14 | 69.378 | 2190 | 816.87 | 0.0056827
3858 | Miscellaneous electricity | Air Compressor |  | Uniform | 0.5 | [5 empty] | 0.5 | 0.75 | 0.75 | 0.7 | 0.373 |  | 0.25 | All Day | 24.0 | 186 | 168 | 186 | 180 | 186 | 180 | 186 | 186 | 180 | 186 | 180 | 186 | 69.378 | 62.664 | 69.378 | 67.14 | 69.378 | 67.14 | 69.378 | 69.378 | 67.14 | 69.378 | 67.14 | 69.378 | 2190 | 816.87 | 0.26673
3859 | Miscellaneous electricity | Air Compressor |  | Uniform | 0.5 | [5 empty] | 0.5 | 0.75 | 0.75 | 0.7 | 0.373 |  | 0.25 | All Day | 24.0 | 186 | 168 | 186 | 180 | 186 | 180 | 186 | 186 | 180 | 186 | 180 | 186 | 69.378 | 62.664 | 69.378 | 67.14 | 69.378 | 67.14 | 69.378 | 69.378 | 67.14 | 69.378 | 67.14 | 69.378 | 2190 | 816.87 | 0.26673
3860 | Pump | Circulation Pump P-7 | P-7 | Uniform | 0.5 | [5 empty] | 0.5 | 0.75 | 0.75 | 0.7 | 0.373 |  | 0.5 | All Day | 24.0 | 372 | 336 | 372 | 360 | 372 | 360 | 372 | 372 | 360 | 372 | 360 | 372 | 138.756 | 125.328 | 138.756 | 134.28 | 138.756 | 134.28 | 138.756 | 138.756 | 134.28 | 138.756 | 134.28 | 138.756 | 4380 | 1633.74 | 0.17472
3861 | Pump | Circulation Pump P-18 | P-18 | Uniform | 0.5 | [5 empty] | 0.5 | 0.75 | 0.75 | 0.7 | 0.373 |  | 0.5 | All Day | 24.0 | 372 | 336 | 372 | 360 | 372 | 360 | 372 | 372 | 360 | 372 | 360 | 372 | 138.756 | 125.328 | 138.756 | 134.28 | 138.756 | 134.28 | 138.756 | 138.756 | 134.28 | 138.756 | 134.28 | 138.756 | 4380 | 1633.74 | 0.17472
3862 | Ventilation | Exhaust Fan | EF-207 | Uniform | 0.5 | [5 empty] | 0.5 | 0.75 | 0.75 | 0.7 | 0.373 |  | 1 | DNT | 12.0 | 372 | 336 | 372 | 360 | 372 | 360 | 372 | 372 | 360 | 372 | 360 | 372 | 138.756 | 125.328 | 138.756 | 134.28 | 138.756 | 134.28 | 138.756 | 138.756 | 134.28 | 138.756 | 134.28 | 138.756 | 4380 | 1633.74 | 0.029239
3863 | Ventilation | Exhaust Fan | EF-217 | Uniform | 0.5 | [5 empty] | 0.5 | 0.75 | 0.75 | 0.7 | 0.373 |  | 1 | DNT | 12.0 | 372 | 336 | 372 | 360 | 372 | 360 | 372 | 372 | 360 | 372 | 360 | 372 | 138.756 | 125.328 | 138.756 | 134.28 | 138.756 | 134.28 | 138.756 | 138.756 | 134.28 | 138.756 | 134.28 | 138.756 | 4380 | 1633.74 | 0.029239
3864 | Ventilation | Exhaust Fan | EF-218 | Uniform | 0.5 | [5 empty] | 0.5 | 0.75 | 0.75 | 0.7 | 0.373 |  | 1 | DNT | 12.0 | 372 | 336 | 372 | 360 | 372 | 360 | 372 | 372 | 360 | 372 | 360 | 372 | 138.756 | 125.328 | 138.756 | 134.28 | 138.756 | 134.28 | 138.756 | 138.756 | 134.28 | 138.756 | 134.28 | 138.756 | 4380 | 1633.74 | 0.029239
3865 | Ventilation | Exhaust Fan | EF-219 | Uniform | 0.5 | [5 empty] | 0.5 | 0.75 | 0.75 | 0.7 | 0.373 |  | 1 | DNT | 12.0 | 372 | 336 | 372 | 360 | 372 | 360 | 372 | 372 | 360 | 372 | 360 | 372 | 138.756 | 125.328 | 138.756 | 134.28 | 138.756 | 134.28 | 138.756 | 138.756 | 134.28 | 138.756 | 134.28 | 138.756 | 4380 | 1633.74 | 0.029239
3866 | Ventilation | Exhaust Fan | EF-220 | Uniform | 0.5 | [5 empty] | 0.5 | 0.75 | 0.75 | 0.7 | 0.373 |  | 1 | DNT | 12.0 | 372 | 336 | 372 | 360 | 372 | 360 | 372 | 372 | 360 | 372 | 360 | 372 | 138.756 | 125.328 | 138.756 | 134.28 | 138.756 | 134.28 | 138.756 | 138.756 | 134.28 | 138.756 | 134.28 | 138.756 | 4380 | 1633.74 | 0.029239
3867 | Ventilation | Exhaust Fan | EF-222 | Uniform | 0.5 | [5 empty] | 0.5 | 0.75 | 0.75 | 0.7 | 0.373 |  | 1 | DNT | 12.0 | 372 | 336 | 372 | 360 | 372 | 360 | 372 | 372 | 360 | 372 | 360 | 372 | 138.756 | 125.328 | 138.756 | 134.28 | 138.756 | 134.28 | 138.756 | 138.756 | 134.28 | 138.756 | 134.28 | 138.756 | 4380 | 1633.74 | 0.029239
3868 | Ventilation | Exhaust Fan | EF-223 | Uniform | 0.5 | [5 empty] | 0.5 | 0.75 | 0.75 | 0.7 | 0.373 |  | 1 | DNT | 12.0 | 372 | 336 | 372 | 360 | 372 | 360 | 372 | 372 | 360 | 372 | 360 | 372 | 138.756 | 125.328 | 138.756 | 134.28 | 138.756 | 134.28 | 138.756 | 138.756 | 134.28 | 138.756 | 134.28 | 138.756 | 4380 | 1633.74 | 0.029239
3869 | Ventilation | Exhaust Fan | GF-1 | Uniform | 0.5 | [5 empty] | 0.5 | 0.75 | 0.75 | 0.7 | 0.373 |  | 0.5 | All Day | 24.0 | 372 | 336 | 372 | 360 | 372 | 360 | 372 | 372 | 360 | 372 | 360 | 372 | 138.756 | 125.328 | 138.756 | 134.28 | 138.756 | 134.28 | 138.756 | 138.756 | 134.28 | 138.756 | 134.28 | 138.756 | 4380 | 1633.74 | 5.4457
3870 | Pump | Willow Lake HWS | WL HWS P1 | Uniform | 0.5 | [5 empty] | 0.5 | 0.75 | 0.75 | 0.7 | 0.373 |  | 0.5 | All Day | 24.0 | 372 | 336 | 372 | 360 | 372 | 360 | 372 | 372 | 360 | 372 | 360 | 372 | 138.756 | 125.328 | 138.756 | 134.28 | 138.756 | 134.28 | 138.756 | 138.756 | 134.28 | 138.756 | 134.28 | 138.756 | 4380 | 1633.74 | 0.62185
3871 | Pump | Wastewater Treatment | P-222 | Uniform | 0.5 | [5 empty] | 0.5 | 0.75 | 0.75 | 0.7 | 0.373 |  | 0.5 | 24/7 | 24.0 | 372 | 336 | 372 | 360 | 372 | 360 | 372 | 372 | 360 | 372 | 360 | 372 | 138.756 | 125.328 | 138.756 | 134.28 | 138.756 | 134.28 | 138.756 | 138.756 | 134.28 | 138.756 | 134.28 | 138.756 | 4380 | 1633.74 | 0.16358
3872 | Pump | Wastewater Treatment | P-223 | Uniform | 0.5 | [5 empty] | 0.5 | 0.75 | 0.75 | 0.7 | 0.373 |  | 0.5 | 24/7 | 24.0 | 372 | 336 | 372 | 360 | 372 | 360 | 372 | 372 | 360 | 372 | 360 | 372 | 138.756 | 125.328 | 138.756 | 134.28 | 138.756 | 134.28 | 138.756 | 138.756 | 134.28 | 138.756 | 134.28 | 138.756 | 4380 | 1633.74 | 0.16358
3873 | Pump | Sanitary Pump | P4 | Uniform | 0.5 | [5 empty] | 0.5 | 0.75 | 0.75 | 0.7 | 0.373 |  | 0.5 | All Day | 24.0 | 372 | 336 | 372 | 360 | 372 | 360 | 372 | 372 | 360 | 372 | 360 | 372 | 138.756 | 125.328 | 138.756 | 134.28 | 138.756 | 134.28 | 138.756 | 138.756 | 134.28 | 138.756 | 134.28 | 138.756 | 4380 | 1633.74 | 4.8397
3874 | Pump | Sanitary Pump | P5 | Uniform | 0.5 | [5 empty] | 0.5 | 0.75 | 0.75 | 0.7 | 0.373 |  | 0.5 | All Day | 24.0 | 372 | 336 | 372 | 360 | 372 | 360 | 372 | 372 | 360 | 372 | 360 | 372 | 138.756 | 125.328 | 138.756 | 134.28 | 138.756 | 134.28 | 138.756 | 138.756 | 134.28 | 138.756 | 134.28 | 138.756 | 4380 | 1633.74 | 4.8397
3875 | Pump | Pump | P-21 | Uniform | 0.5 | [5 empty] | 0.5 | 0.75 | 0.75 | 0.7 | 0.373 |  | 0.5 | All Day | 24.0 | 372 | 336 | 372 | 360 | 372 | 360 | 372 | 372 | 360 | 372 | 360 | 372 | 138.756 | 125.328 | 138.756 | 134.28 | 138.756 | 134.28 | 138.756 | 138.756 | 134.28 | 138.756 | 134.28 | 138.756 | 4380 | 1633.74 | 0.03093
3876 | Pump | Pump | P-22 | Uniform | 0.5 | [5 empty] | 0.5 | 0.75 | 0.75 | 0.7 | 0.373 |  | 0.5 | All Day | 24.0 | 372 | 336 | 372 | 360 | 372 | 360 | 372 | 372 | 360 | 372 | 360 | 372 | 138.756 | 125.328 | 138.756 | 134.28 | 138.756 | 134.28 | 138.756 | 138.756 | 134.28 | 138.756 | 134.28 | 138.756 | 4380 | 1633.74 | 0.03093
3877 | Pump | Willow Lake HWS | WL HWS P1 | Uniform | 0.5 | [5 empty] | 0.5 | 0.75 | 0.75 | 0.7 | 0.373 |  | 0.5 | All Day | 24.0 | 372 | 336 | 372 | 360 | 372 | 360 | 372 | 372 | 360 | 372 | 360 | 372 | 138.756 | 125.328 | 138.756 | 134.28 | 138.756 | 134.28 | 138.756 | 138.756 | 134.28 | 138.756 | 134.28 | 138.756 | 4380 | 1633.74 | 0.62185
3878 | Pump | Circulation Pump P-7 | P-7 | Uniform | 0.5 | [5 empty] | 0.5 | 0.75 | 0.75 | 0.7 | 0.373 |  | 0.5 | All Day | 24.0 | 372 | 336 | 372 | 360 | 372 | 360 | 372 | 372 | 360 | 372 | 360 | 372 | 138.756 | 125.328 | 138.756 | 134.28 | 138.756 | 134.28 | 138.756 | 138.756 | 134.28 | 138.756 | 134.28 | 138.756 | 4380 | 1633.74 | 0.15874
3879 | Pump | Circulation Pump P-18 | P-18 | Uniform | 0.5 | [5 empty] | 0.5 | 0.75 | 0.75 | 0.7 | 0.373 |  | 0.5 | All Day | 24.0 | 372 | 336 | 372 | 360 | 372 | 360 | 372 | 372 | 360 | 372 | 360 | 372 | 138.756 | 125.328 | 138.756 | 134.28 | 138.756 | 134.28 | 138.756 | 138.756 | 134.28 | 138.756 | 134.28 | 138.756 | 4380 | 1633.74 | 0.15874
3880 | AC system | Condenser Fan | CU-1 | Uniform | 0.5 | [5 empty] | 0.5 | 0.75 | 0.75 | 0.7 | 0.373 |  | 0.5 | 24h 7d | 24.0 | 372 | 336 | 372 | 360 | 372 | 360 | 372 | 372 | 360 | 372 | 360 | 372 | 138.756 | 125.328 | 138.756 | 134.28 | 138.756 | 134.28 | 138.756 | 138.756 | 134.28 | 138.756 | 134.28 | 138.756 | 4380 | 1633.74 | 0.19381
3881 | Ventilation | Exhaust Fan | EF-207 | Uniform | 0.5 | [5 empty] | 0.5 | 0.75 | 0.75 | 0.7 | 0.373 |  | 1 | DNT | 12.0 | 372 | 336 | 372 | 360 | 372 | 360 | 372 | 372 | 360 | 372 | 360 | 372 | 138.756 | 125.328 | 138.756 | 134.28 | 138.756 | 134.28 | 138.756 | 138.756 | 134.28 | 138.756 | 134.28 | 138.756 | 4380 | 1633.74 | 0.029239
3882 | Ventilation | Exhaust Fan | EF-217 | Uniform | 0.5 | [5 empty] | 0.5 | 0.75 | 0.75 | 0.7 | 0.373 |  | 1 | DNT | 12.0 | 372 | 336 | 372 | 360 | 372 | 360 | 372 | 372 | 360 | 372 | 360 | 372 | 138.756 | 125.328 | 138.756 | 134.28 | 138.756 | 134.28 | 138.756 | 138.756 | 134.28 | 138.756 | 134.28 | 138.756 | 4380 | 1633.74 | 0.029239
3883 | Ventilation | Exhaust Fan | EF-218 | Uniform | 0.5 | [5 empty] | 0.5 | 0.75 | 0.75 | 0.7 | 0.373 |  | 1 | DNT | 12.0 | 372 | 336 | 372 | 360 | 372 | 360 | 372 | 372 | 360 | 372 | 360 | 372 | 138.756 | 125.328 | 138.756 | 134.28 | 138.756 | 134.28 | 138.756 | 138.756 | 134.28 | 138.756 | 134.28 | 138.756 | 4380 | 1633.74 | 0.029239
3884 | Ventilation | Exhaust Fan | EF-219 | Uniform | 0.5 | [5 empty] | 0.5 | 0.75 | 0.75 | 0.7 | 0.373 |  | 1 | DNT | 12.0 | 372 | 336 | 372 | 360 | 372 | 360 | 372 | 372 | 360 | 372 | 360 | 372 | 138.756 | 125.328 | 138.756 | 134.28 | 138.756 | 134.28 | 138.756 | 138.756 | 134.28 | 138.756 | 134.28 | 138.756 | 4380 | 1633.74 | 0.029239
3885 | Ventilation | Exhaust Fan | EF-220 | Uniform | 0.5 | [5 empty] | 0.5 | 0.75 | 0.75 | 0.7 | 0.373 |  | 1 | DNT | 12.0 | 372 | 336 | 372 | 360 | 372 | 360 | 372 | 372 | 360 | 372 | 360 | 372 | 138.756 | 125.328 | 138.756 | 134.28 | 138.756 | 134.28 | 138.756 | 138.756 | 134.28 | 138.756 | 134.28 | 138.756 | 4380 | 1633.74 | 0.029239
3886 | Ventilation | Exhaust Fan | EF-222 | Uniform | 0.5 | [5 empty] | 0.5 | 0.75 | 0.75 | 0.7 | 0.373 |  | 1 | DNT | 12.0 | 372 | 336 | 372 | 360 | 372 | 360 | 372 | 372 | 360 | 372 | 360 | 372 | 138.756 | 125.328 | 138.756 | 134.28 | 138.756 | 134.28 | 138.756 | 138.756 | 134.28 | 138.756 | 134.28 | 138.756 | 4380 | 1633.74 | 0.029239
3887 | Ventilation | Exhaust Fan | EF-223 | Uniform | 0.5 | [5 empty] | 0.5 | 0.75 | 0.75 | 0.7 | 0.373 |  | 1 | DNT | 12.0 | 372 | 336 | 372 | 360 | 372 | 360 | 372 | 372 | 360 | 372 | 360 | 372 | 138.756 | 125.328 | 138.756 | 134.28 | 138.756 | 134.28 | 138.756 | 138.756 | 134.28 | 138.756 | 134.28 | 138.756 | 4380 | 1633.74 | 0.029239
3888 | Ventilation | Supply Fan | AHU-2 FC-1 | Uniform | 0.5 | [5 empty] | 0.5 | 0.75 | 0.75 | 0.7 | 0.373 |  | 0.5 | All Day | 24.0 | 372 | 336 | 372 | 360 | 372 | 360 | 372 | 372 | 360 | 372 | 360 | 372 | 138.756 | 125.328 | 138.756 | 134.28 | 138.756 | 134.28 | 138.756 | 138.756 | 134.28 | 138.756 | 134.28 | 138.756 | 4380 | 1633.74 | 1.214
3889 | Ventilation | Supply Fan | AHU-2 FC-2 | Uniform | 0.5 | [5 empty] | 0.5 | 0.75 | 0.75 | 0.7 | 0.373 |  | 0.5 | All Day | 24.0 | 372 | 336 | 372 | 360 | 372 | 360 | 372 | 372 | 360 | 372 | 360 | 372 | 138.756 | 125.328 | 138.756 | 134.28 | 138.756 | 134.28 | 138.756 | 138.756 | 134.28 | 138.756 | 134.28 | 138.756 | 4380 | 1633.74 | 1.214
3890 | Ventilation | Supply Fan | F-1 | Uniform | 0.5 | [5 empty] | 0.5 | 0.75 | 0.75 | 0.7 | 0.373 |  | 1 | All Day | 24.0 | 744 | 672 | 744 | 720 | 744 | 720 | 744 | 744 | 720 | 744 | 720 | 744 | 277.512 | 250.656 | 277.512 | 268.56 | 277.512 | 268.56 | 277.512 | 277.512 | 268.56 | 277.512 | 268.56 | 277.512 | 8760 | 3267.48 | 13.762
3891 | Ventilation | Exhaust Fan | EF-5 | Uniform | 0.5 | [5 empty] | 0.5 | 0.75 | 0.75 | 0.7 | 0.373 |  | 1 | All Day | 24.0 | 744 | 672 | 744 | 720 | 744 | 720 | 744 | 744 | 720 | 744 | 720 | 744 | 277.512 | 250.656 | 277.512 | 268.56 | 277.512 | 268.56 | 277.512 | 277.512 | 268.56 | 277.512 | 268.56 | 277.512 | 8760 | 3267.48 | 0.94723
3892 | Ventilation | Exhaust Fan | EF-2 | Uniform | 0.5 | [5 empty] | 0.5 | 0.75 | 0.75 | 0.7 | 0.373 |  | 1 | All Day | 24.0 | 744 | 672 | 744 | 720 | 744 | 720 | 744 | 744 | 720 | 744 | 720 | 744 | 277.512 | 250.656 | 277.512 | 268.56 | 277.512 | 268.56 | 277.512 | 277.512 | 268.56 | 277.512 | 268.56 | 277.512 | 8760 | 3267.48 | 0.78042
3893 | Ventilation | Supply Fan | AHU-1 | Uniform | 0.5 | [5 empty] | 0.5 | 0.75 | 0.75 | 0.7 | 0.373 |  | 1 | All Day | 24.0 | 744 | 672 | 744 | 720 | 744 | 720 | 744 | 744 | 720 | 744 | 720 | 744 | 277.512 | 250.656 | 277.512 | 268.56 | 277.512 | 268.56 | 277.512 | 277.512 | 268.56 | 277.512 | 268.56 | 277.512 | 8760 | 3267.48 | 4.2292
3894 | Ventilation | Supply Fan | AHU-2 | Uniform | 0.5 | [5 empty] | 0.5 | 0.75 | 0.75 | 0.7 | 0.373 |  | 1 | All Day | 24.0 | 744 | 672 | 744 | 720 | 744 | 720 | 744 | 744 | 720 | 744 | 720 | 744 | 277.512 | 250.656 | 277.512 | 268.56 | 277.512 | 268.56 | 277.512 | 277.512 | 268.56 | 277.512 | 268.56 | 277.512 | 8760 | 3267.48 | 4.2292
3895 | Ventilation | Supply Fan | AHU-3 | Uniform | 0.5 | [5 empty] | 0.5 | 0.75 | 0.75 | 0.7 | 0.373 |  | 1 | All Day | 24.0 | 744 | 672 | 744 | 720 | 744 | 720 | 744 | 744 | 720 | 744 | 720 | 744 | 277.512 | 250.656 | 277.512 | 268.56 | 277.512 | 268.56 | 277.512 | 277.512 | 268.56 | 277.512 | 268.56 | 277.512 | 8760 | 3267.48 | 4.2292
3896 | Ventilation | Supply Fan | AHU-4 | Uniform | 0.5 | [5 empty] | 0.5 | 0.75 | 0.75 | 0.7 | 0.373 |  | 1 | All Day | 24.0 | 744 | 672 | 744 | 720 | 744 | 720 | 744 | 744 | 720 | 744 | 720 | 744 | 277.512 | 250.656 | 277.512 | 268.56 | 277.512 | 268.56 | 277.512 | 277.512 | 268.56 | 277.512 | 268.56 | 277.512 | 8760 | 3267.48 | 4.2292
3897 | Ventilation | Supply Fan | AHU-5 | Uniform | 0.5 | [5 empty] | 0.5 | 0.75 | 0.75 | 0.7 | 0.373 |  | 1 | All Day | 24.0 | 744 | 672 | 744 | 720 | 744 | 720 | 744 | 744 | 720 | 744 | 720 | 744 | 277.512 | 250.656 | 277.512 | 268.56 | 277.512 | 268.56 | 277.512 | 277.512 | 268.56 | 277.512 | 268.56 | 277.512 | 8760 | 3267.48 | 4.2292
3898 | Ventilation | Supply Fan | AHU-6 | Uniform | 0.5 | [5 empty] | 0.5 | 0.75 | 0.75 | 0.7 | 0.373 |  | 1 | All Day | 24.0 | 744 | 672 | 744 | 720 | 744 | 720 | 744 | 744 | 720 | 744 | 720 | 744 | 277.512 | 250.656 | 277.512 | 268.56 | 277.512 | 268.56 | 277.512 | 277.512 | 268.56 | 277.512 | 268.56 | 277.512 | 8760 | 3267.48 | 4.2292
3899 | Ventilation | Supply Fan | AHU-7 | Uniform | 0.5 | [5 empty] | 0.5 | 0.75 | 0.75 | 0.7 | 0.373 |  | 1 | All Day | 24.0 | 744 | 672 | 744 | 720 | 744 | 720 | 744 | 744 | 720 | 744 | 720 | 744 | 277.512 | 250.656 | 277.512 | 268.56 | 277.512 | 268.56 | 277.512 | 277.512 | 268.56 | 277.512 | 268.56 | 277.512 | 8760 | 3267.48 | 4.2292
3900 | Ventilation | Supply Fan | AHU-8 | Uniform | 0.5 | [5 empty] | 0.5 | 0.75 | 0.75 | 0.7 | 0.373 |  | 1 | All Day | 24.0 | 744 | 672 | 744 | 720 | 744 | 720 | 744 | 744 | 720 | 744 | 720 | 744 | 277.512 | 250.656 | 277.512 | 268.56 | 277.512 | 268.56 | 277.512 | 277.512 | 268.56 | 277.512 | 268.56 | 277.512 | 8760 | 3267.48 | 4.2292
3901 | Ventilation | Supply Fan | AHU-9 | Uniform | 0.5 | [5 empty] | 0.5 | 0.75 | 0.75 | 0.7 | 0.373 |  | 1 | All Day | 24.0 | 744 | 672 | 744 | 720 | 744 | 720 | 744 | 744 | 720 | 744 | 720 | 744 | 277.512 | 250.656 | 277.512 | 268.56 | 277.512 | 268.56 | 277.512 | 277.512 | 268.56 | 277.512 | 268.56 | 277.512 | 8760 | 3267.48 | 4.2292
3902 | Ventilation | Supply Fan | AHU-10 | Uniform | 0.5 | [5 empty] | 0.5 | 0.75 | 0.75 | 0.7 | 0.373 |  | 1 | All Day | 24.0 | 744 | 672 | 744 | 720 | 744 | 720 | 744 | 744 | 720 | 744 | 720 | 744 | 277.512 | 250.656 | 277.512 | 268.56 | 277.512 | 268.56 | 277.512 | 277.512 | 268.56 | 277.512 | 268.56 | 277.512 | 8760 | 3267.48 | 4.2292
3903 | Ventilation | Supply Fan | AHU-11 | Uniform | 0.5 | [5 empty] | 0.5 | 0.75 | 0.75 | 0.7 | 0.373 |  | 1 | All Day | 24.0 | 744 | 672 | 744 | 720 | 744 | 720 | 744 | 744 | 720 | 744 | 720 | 744 | 277.512 | 250.656 | 277.512 | 268.56 | 277.512 | 268.56 | 277.512 | 277.512 | 268.56 | 277.512 | 268.56 | 277.512 | 8760 | 3267.48 | 4.2292
3904 | Ventilation | Supply Fan | AHU-12 | Uniform | 0.5 | [5 empty] | 0.5 | 0.75 | 0.75 | 0.7 | 0.373 |  | 1 | All Day | 24.0 | 744 | 672 | 744 | 720 | 744 | 720 | 744 | 744 | 720 | 744 | 720 | 744 | 277.512 | 250.656 | 277.512 | 268.56 | 277.512 | 268.56 | 277.512 | 277.512 | 268.56 | 277.512 | 268.56 | 277.512 | 8760 | 3267.48 | 4.2292
3905 | Ventilation | Supply Fan | AHU-13 | Uniform | 0.5 | [5 empty] | 0.5 | 0.75 | 0.75 | 0.7 | 0.373 |  | 1 | All Day | 24.0 | 744 | 672 | 744 | 720 | 744 | 720 | 744 | 744 | 720 | 744 | 720 | 744 | 277.512 | 250.656 | 277.512 | 268.56 | 277.512 | 268.56 | 277.512 | 277.512 | 268.56 | 277.512 | 268.56 | 277.512 | 8760 | 3267.48 | 4.2292
3906 | Fume hoods | Fume Hood | FH004 | Uniform | 0.5 |  | 1 |  |  |  | 0.5 | 0.75 | 0.75 | 0.67 | 0.373 |  | 1 |  | 24.0 | 744 | 672 | 744 | 720 | 744 | 720 | 744 | 744 | 720 | 744 | 720 | 744 | 277.512 | 250.656 | 277.512 | 268.56 | 277.512 | 268.56 | 277.512 | 277.512 | 268.56 | 277.512 | 268.56 | 277.512 | 8760 | 3267.48 | 0.5001
3907 | Fume hoods | Fume Hood | FH1 | Uniform | 0.5 |  | 1 |  |  |  | 0.5 | 0.75 | 0.75 | 0.67 | 0.373 |  | 1 |  | 24.0 | 744 | 672 | 744 | 720 | 744 | 720 | 744 | 744 | 720 | 744 | 720 | 744 | 277.512 | 250.656 | 277.512 | 268.56 | 277.512 | 268.56 | 277.512 | 277.512 | 268.56 | 277.512 | 268.56 | 277.512 | 8760 | 3267.48 | 0.5001
3908 | Fume hoods | Fume Hood | FH26 | Uniform | 0.5 |  | 1 |  |  |  | 0.5 | 0.75 | 0.75 | 0.67 | 0.373 |  | 1 |  | 24.0 | 744 | 672 | 744 | 720 | 744 | 720 | 744 | 744 | 720 | 744 | 720 | 744 | 277.512 | 250.656 | 277.512 | 268.56 | 277.512 | 268.56 | 277.512 | 277.512 | 268.56 | 277.512 | 268.56 | 277.512 | 8760 | 3267.48 | 0.5001
3909 | Fume hoods | Fume Hood | FH27 | Uniform | 0.5 |  | 1 |  | 115.0 |  | 0.5 | 0.75 | 0.75 | 0.67 | 0.373 |  | 1 |  | 24.0 | 744 | 672 | 744 | 720 | 744 | 720 | 744 | 744 | 720 | 744 | 720 | 744 | 277.512 | 250.656 | 277.512 | 268.56 | 277.512 | 268.56 | 277.512 | 277.512 | 268.56 | 277.512 | 268.56 | 277.512 | 8760 | 3267.48 | 0.5001
3910 | Fume hoods | Fume Hood | FH5 | Uniform | 0.5 | [5 empty] | 0.5 | 0.75 | 0.75 | 0.7 | 0.373 |  | 1 |  | 24.0 | 744 | 672 | 744 | 720 | 744 | 720 | 744 | 744 | 720 | 744 | 720 | 744 | 277.512 | 250.656 | 277.512 | 268.56 | 277.512 | 268.56 | 277.512 | 277.512 | 268.56 | 277.512 | 268.56 | 277.512 | 8760 | 3267.48 | 0.5001
3911 | Fume hoods | Fume Hood | FH40 | Uniform | 0.5 |  | 3 |  | 208.0 |  | 0.5 | 0.75 | 0.75 | 0.7 | 0.373 |  | 1 |  | 24.0 | 744 | 672 | 744 | 720 | 744 | 720 | 744 | 744 | 720 | 744 | 720 | 744 | 277.512 | 250.656 | 277.512 | 268.56 | 277.512 | 268.56 | 277.512 | 277.512 | 268.56 | 277.512 | 268.56 | 277.512 | 8760 | 3267.48 | 0.5001
3912 | Fume hoods | Fume Hood |  | Uniform | 0.5 |  | 3 |  |  |  | 0.5 | 0.75 | 0.75 | 0.7 | 0.373 |  | 1 |  | 24.0 | 744 | 672 | 744 | 720 | 744 | 720 | 744 | 744 | 720 | 744 | 720 | 744 | 277.512 | 250.656 | 277.512 | 268.56 | 277.512 | 268.56 | 277.512 | 277.512 | 268.56 | 277.512 | 268.56 | 277.512 | 8760 | 3267.48 | 0.5001
3913 | Fume hoods | Fume Hood | FH057 | Uniform | 0.5 |  | 1 |  |  | 5.7 | 0.5 | 0.75 | 0.75 | 0.67 | 0.373 |  | 1 |  | 24.0 | 744 | 672 | 744 | 720 | 744 | 720 | 744 | 744 | 720 | 744 | 720 | 744 | 277.512 | 250.656 | 277.512 | 268.56 | 277.512 | 268.56 | 277.512 | 277.512 | 268.56 | 277.512 | 268.56 | 277.512 | 8760 | 3267.48 | 0.5001
3914 | Fume hoods | Fume Hood | FH15 | Uniform | 0.5 |  | 1 |  |  |  | 0.5 | 0.75 | 0.75 | 0.67 | 0.373 |  | 1 |  | 24.0 | 744 | 672 | 744 | 720 | 744 | 720 | 744 | 744 | 720 | 744 | 720 | 744 | 277.512 | 250.656 | 277.512 | 268.56 | 277.512 | 268.56 | 277.512 | 277.512 | 268.56 | 277.512 | 268.56 | 277.512 | 8760 | 3267.48 | 0.5001
3915 | Fume hoods | Fume Hood | FH8 | Uniform | 0.5 |  | 1 |  |  |  | 0.5 | 0.75 | 0.75 | 0.67 | 0.373 |  | 1 |  | 24.0 | 744 | 672 | 744 | 720 | 744 | 720 | 744 | 744 | 720 | 744 | 720 | 744 | 277.512 | 250.656 | 277.512 | 268.56 | 277.512 | 268.56 | 277.512 | 277.512 | 268.56 | 277.512 | 268.56 | 277.512 | 8760 | 3267.48 | 0.5001
3916 | Fume hoods | Fume Hood |  | Uniform | 0.5 | [5 empty] | 0.5 | 0.75 | 0.75 | 0.7 | 0.373 |  | 1 |  | 24.0 | 744 | 672 | 744 | 720 | 744 | 720 | 744 | 744 | 720 | 744 | 720 | 744 | 277.512 | 250.656 | 277.512 | 268.56 | 277.512 | 268.56 | 277.512 | 277.512 | 268.56 | 277.512 | 268.56 | 277.512 | 8760 | 3267.48 | 0.5001
3917 | Fume hoods | Fume Hood |  | Uniform | 0.5 | [5 empty] | 0.5 | 0.75 | 0.75 | 0.7 | 0.373 |  | 1 |  | 24.0 | 744 | 672 | 744 | 720 | 744 | 720 | 744 | 744 | 720 | 744 | 720 | 744 | 277.512 | 250.656 | 277.512 | 268.56 | 277.512 | 268.56 | 277.512 | 277.512 | 268.56 | 277.512 | 268.56 | 277.512 | 8760 | 3267.48 | 0.5001
3918 | Fume hoods | Fume Hood |  | Uniform | 0.5 |  | 3 |  | 208.0 |  | 0.5 | 0.75 | 0.75 | 0.7 | 0.373 |  | 1 |  | 24.0 | 744 | 672 | 744 | 720 | 744 | 720 | 744 | 744 | 720 | 744 | 720 | 744 | 277.512 | 250.656 | 277.512 | 268.56 | 277.512 | 268.56 | 277.512 | 277.512 | 268.56 | 277.512 | 268.56 | 277.512 | 8760 | 3267.48 | 0.5001
3919 | Fume hoods | Fume Hood | 001-038 | Uniform | 0.5 | [5 empty] | 0.5 | 0.75 | 0.75 | 0.7 | 0.373 |  | 1 |  | 24.0 | 744 | 672 | 744 | 720 | 744 | 720 | 744 | 744 | 720 | 744 | 720 | 744 | 277.512 | 250.656 | 277.512 | 268.56 | 277.512 | 268.56 | 277.512 | 277.512 | 268.56 | 277.512 | 268.56 | 277.512 | 8760 | 3267.48 | 0.5001
3920 | Fume hoods | Fume Hood | FH224 | Uniform | 0.5 |  | 3 |  | 208.0 |  | 0.5 | 0.75 | 0.75 | 0.7 | 0.373 |  | 1 |  | 24.0 | 744 | 672 | 744 | 720 | 744 | 720 | 744 | 744 | 720 | 744 | 720 | 744 | 277.512 | 250.656 | 277.512 | 268.56 | 277.512 | 268.56 | 277.512 | 277.512 | 268.56 | 277.512 | 268.56 | 277.512 | 8760 | 3267.48 | 0.5001
3921 | Ventilation | Exhaust Fan | EF-12 | Uniform | 0.5 | [5 empty] | 0.5 | 0.75 | 0.75 | 0.7 | 0.373 |  | 1 |  | 24.0 | 744 | 672 | 744 | 720 | 744 | 720 | 744 | 744 | 720 | 744 | 720 | 744 | 277.512 | 250.656 | 277.512 | 268.56 | 277.512 | 268.56 | 277.512 | 277.512 | 268.56 | 277.512 | 268.56 | 277.512 | 8760 | 3267.48 | 0.22796
3922 | Ventilation | Exhaust Fan | EF-29 | EF | 0.5 | [5 empty] | 0.5 | 0.75 | 0.75 | 0.7 | 0.373 |  | 1 |  | 24.0 | 744 | 672 | 744 | 720 | 744 | 720 | 744 | 744 | 720 | 744 | 720 | 744 | 277.512 | 250.656 | 277.512 | 268.56 | 277.512 | 268.56 | 277.512 | 277.512 | 268.56 | 277.512 | 268.56 | 277.512 | 8760 | 3267.48 | 0.22796
3923 | Ventilation | Exhaust Fan | EF-39 | EF | 0.5 | [5 empty] | 0.5 | 0.75 | 0.75 | 0.7 | 0.373 |  | 1 |  | 24.0 | 744 | 672 | 744 | 720 | 744 | 720 | 744 | 744 | 720 | 744 | 720 | 744 | 277.512 | 250.656 | 277.512 | 268.56 | 277.512 | 268.56 | 277.512 | 277.512 | 268.56 | 277.512 | 268.56 | 277.512 | 8760 | 3267.48 | 0.22796
3924 | Ventilation | Exhaust Fan | EF-76 | EF | 0.5 | [5 empty] | 0.5 | 0.75 | 0.75 | 0.7 | 0.373 |  | 1 |  | 24.0 | 744 | 672 | 744 | 720 | 744 | 720 | 744 | 744 | 720 | 744 | 720 | 744 | 277.512 | 250.656 | 277.512 | 268.56 | 277.512 | 268.56 | 277.512 | 277.512 | 268.56 | 277.512 | 268.56 | 277.512 | 8760 | 3267.48 | 0.22796
3925 | Ventilation | Supply Fan | SF-1 | Uniform | 0.5 | [5 empty] | 0.5 | 0.75 | 0.75 | 0.7 | 0.373 |  | 1 | All Day | 24.0 | 744 | 672 | 744 | 720 | 744 | 720 | 744 | 744 | 720 | 744 | 720 | 744 | 277.512 | 250.656 | 277.512 | 268.56 | 277.512 | 268.56 | 277.512 | 277.512 | 268.56 | 277.512 | 268.56 | 277.512 | 8760 | 3267.48 | 0.022731
3926 | Ventilation | Supply Fan | SF-2 | Uniform | 0.5 | [5 empty] | 0.5 | 0.75 | 0.75 | 0.7 | 0.373 |  | 1 | All Day | 24.0 | 744 | 672 | 744 | 720 | 744 | 720 | 744 | 744 | 720 | 744 | 720 | 744 | 277.512 | 250.656 | 277.512 | 268.56 | 277.512 | 268.56 | 277.512 | 277.512 | 268.56 | 277.512 | 268.56 | 277.512 | 8760 | 3267.48 | 0.022731
3927 | Pump |  | P-2 | Uniform | 0.5 | [5 empty] | 0.5 | 0.75 | 0.75 | 0.7 | 0.373 |  | 1 | All Day | 24.0 | 744 | 672 | 744 | 720 | 744 | 720 | 744 | 744 | 720 | 744 | 720 | 744 | 277.512 | 250.656 | 277.512 | 268.56 | 277.512 | 268.56 | 277.512 | 277.512 | 268.56 | 277.512 | 268.56 | 277.512 | 8760 | 3267.48 | 0.022731
3928 | Ventilation | Supply Fan | SF-1 | Uniform | 0.5 | [5 empty] | 0.5 | 0.75 | 0.75 | 0.7 | 0.373 |  | 1 | All Day | 24.0 | 744 | 672 | 744 | 720 | 744 | 720 | 744 | 744 | 720 | 744 | 720 | 744 | 277.512 | 250.656 | 277.512 | 268.56 | 277.512 | 268.56 | 277.512 | 277.512 | 268.56 | 277.512 | 268.56 | 277.512 | 8760 | 3267.48 | 10.8915
3929 | Ventilation | Exhaust Fan | EF-14 | Uniform | 0.5 | [5 empty] | 0.5 | 0.75 | 0.75 | 0.7 | 0.373 |  | 1 | 24/7 | 24.0 | 744 | 672 | 744 | 720 | 744 | 720 | 744 | 744 | 720 | 744 | 720 | 744 | 277.512 | 250.656 | 277.512 | 268.56 | 277.512 | 268.56 | 277.512 | 277.512 | 268.56 | 277.512 | 268.56 | 277.512 | 8760 | 3267.48 | 0.32716
3930 | Ventilation | Exhaust Fan | EF-17A | Uniform | 0.5 | [5 empty] | 0.5 | 0.75 | 0.75 | 0.7 | 0.373 |  | 1 | 24/7 | 24.0 | 744 | 672 | 744 | 720 | 744 | 720 | 744 | 744 | 720 | 744 | 720 | 744 | 277.512 | 250.656 | 277.512 | 268.56 | 277.512 | 268.56 | 277.512 | 277.512 | 268.56 | 277.512 | 268.56 | 277.512 | 8760 | 3267.48 | 0.32716
3931 | Ventilation | Exhaust Fan | EF-17B | Uniform | 0.5 | [5 empty] | 0.5 | 0.75 | 0.75 | 0.7 | 0.373 |  | 1 | 24/7 | 24.0 | 744 | 672 | 744 | 720 | 744 | 720 | 744 | 744 | 720 | 744 | 720 | 744 | 277.512 | 250.656 | 277.512 | 268.56 | 277.512 | 268.56 | 277.512 | 277.512 | 268.56 | 277.512 | 268.56 | 277.512 | 8760 | 3267.48 | 0.32716
3932 | Ventilation | Exhaust Fan | EF-18 | Uniform | 0.5 | [5 empty] | 0.5 | 0.75 | 0.75 | 0.7 | 0.373 |  | 1 | 24/7 | 24.0 | 744 | 672 | 744 | 720 | 744 | 720 | 744 | 744 | 720 | 744 | 720 | 744 | 277.512 | 250.656 | 277.512 | 268.56 | 277.512 | 268.56 | 277.512 | 277.512 | 268.56 | 277.512 | 268.56 | 277.512 | 8760 | 3267.48 | 0.32716
3933 | Ventilation | Exhaust Fan | EF-12 | Uniform | 0.5 | [5 empty] | 0.5 | 0.75 | 0.75 | 0.7 | 0.373 |  | 1 |  | 24.0 | 744 | 672 | 744 | 720 | 744 | 720 | 744 | 744 | 720 | 744 | 720 | 744 | 277.512 | 250.656 | 277.512 | 268.56 | 277.512 | 268.56 | 277.512 | 277.512 | 268.56 | 277.512 | 268.56 | 277.512 | 8760 | 3267.48 | 0.22998
3934 | Ventilation | Exhaust Fan | EF-29 | EF | 0.5 | [5 empty] | 0.5 | 0.75 | 0.75 | 0.7 | 0.373 |  | 1 |  | 24.0 | 744 | 672 | 744 | 720 | 744 | 720 | 744 | 744 | 720 | 744 | 720 | 744 | 277.512 | 250.656 | 277.512 | 268.56 | 277.512 | 268.56 | 277.512 | 277.512 | 268.56 | 277.512 | 268.56 | 277.512 | 8760 | 3267.48 | 0.22998
3935 | Ventilation | Exhaust Fan | EF-39 | EF | 0.5 | [5 empty] | 0.5 | 0.75 | 0.75 | 0.7 | 0.373 |  | 1 |  | 24.0 | 744 | 672 | 744 | 720 | 744 | 720 | 744 | 744 | 720 | 744 | 720 | 744 | 277.512 | 250.656 | 277.512 | 268.56 | 277.512 | 268.56 | 277.512 | 277.512 | 268.56 | 277.512 | 268.56 | 277.512 | 8760 | 3267.48 | 0.22998
3936 | Ventilation | Exhaust Fan | EF-76 | EF | 0.5 | [5 empty] | 0.5 | 0.75 | 0.75 | 0.7 | 0.373 |  | 1 |  | 24.0 | 744 | 672 | 744 | 720 | 744 | 720 | 744 | 744 | 720 | 744 | 720 | 744 | 277.512 | 250.656 | 277.512 | 268.56 | 277.512 | 268.56 | 277.512 | 277.512 | 268.56 | 277.512 | 268.56 | 277.512 | 8760 | 3267.48 | 0.22998
3937 | Ventilation | Tower Exhaust | EF7 | Uniform | 0.5 | [5 empty] | 0.5 | 0.75 | 0.75 | 0.7 | 0.373 | 0.3 | 1 | All Day | 24.0 | 744 | 672 | 744 | 720 | 744 | 720 | 744 | 744 | 720 | 744 | 720 | 744 | 24.9761 | 22.559 | 24.9761 | 24.1704 | 24.9761 | 24.1704 | 24.9761 | 24.9761 | 24.1704 | 24.9761 | 24.1704 | 24.9761 | 8760 | 294.0732 | 0.314
3938 | Ventilation | Supply Fan | AC COM | Uniform | 0.5 | [5 empty] | 0.5 | 0.75 | 0.75 | 0.7 | 0.373 |  | 1 |  | 24.0 | 744 | 672 | 744 | 720 | 744 | 720 | 744 | 744 | 720 | 744 | 720 | 744 | 277.512 | 250.656 | 277.512 | 268.56 | 277.512 | 268.56 | 277.512 | 277.512 | 268.56 | 277.512 | 268.56 | 277.512 | 8760 | 3267.48 | 5.5567
3939 | Ventilation | Exhaust Fan | EF-R1 | Uniform | 0.5 | [5 empty] | 0.5 | 0.75 | 0.75 | 0.7 | 0.373 |  | 1 | All Day | 24.0 | 744 | 672 | 744 | 720 | 744 | 720 | 744 | 744 | 720 | 744 | 720 | 744 | 277.512 | 250.656 | 277.512 | 268.56 | 277.512 | 268.56 | 277.512 | 277.512 | 268.56 | 277.512 | 268.56 | 277.512 | 8760 | 3267.48 | 0.58785
3940 | Ventilation | Exhaust Fan | EF-R2 | Uniform | 0.5 | [5 empty] | 0.5 | 0.75 | 0.75 | 0.7 | 0.373 |  | 1 | All Day | 24.0 | 744 | 672 | 744 | 720 | 744 | 720 | 744 | 744 | 720 | 744 | 720 | 744 | 277.512 | 250.656 | 277.512 | 268.56 | 277.512 | 268.56 | 277.512 | 277.512 | 268.56 | 277.512 | 268.56 | 277.512 | 8760 | 3267.48 | 0.58785
3941 | Ventilation | Exhaust Fan | EF-R3 | Uniform | 0.5 | [5 empty] | 0.5 | 0.75 | 0.75 | 0.7 | 0.373 |  | 1 | All Day | 24.0 | 744 | 672 | 744 | 720 | 744 | 720 | 744 | 744 | 720 | 744 | 720 | 744 | 277.512 | 250.656 | 277.512 | 268.56 | 277.512 | 268.56 | 277.512 | 277.512 | 268.56 | 277.512 | 268.56 | 277.512 | 8760 | 3267.48 | 0.58785
3942 | Ventilation | Exhaust Fan | EF-R4 | Uniform | 0.5 | [5 empty] | 0.5 | 0.75 | 0.75 | 0.7 | 0.373 |  | 1 | All Day | 24.0 | 744 | 672 | 744 | 720 | 744 | 720 | 744 | 744 | 720 | 744 | 720 | 744 | 277.512 | 250.656 | 277.512 | 268.56 | 277.512 | 268.56 | 277.512 | 277.512 | 268.56 | 277.512 | 268.56 | 277.512 | 8760 | 3267.48 | 0.58785
3943 | Ventilation | Fan |  | Uniform | 0.5 | [5 empty] | 0.5 | 0.75 | 0.75 | 0.7 | 0.373 |  | 1 |  | 24.0 | 744 | 672 | 744 | 720 | 744 | 720 | 744 | 744 | 720 | 744 | 720 | 744 | 277.512 | 250.656 | 277.512 | 268.56 | 277.512 | 268.56 | 277.512 | 277.512 | 268.56 | 277.512 | 268.56 | 277.512 | 8760 | 3267.48 | 0.45385
3944 | Ventilation | Fan |  | Uniform | 0.5 | [5 empty] | 0.5 | 0.75 | 0.75 | 0.7 | 0.373 |  | 1 |  | 24.0 | 744 | 672 | 744 | 720 | 744 | 720 | 744 | 744 | 720 | 744 | 720 | 744 | 277.512 | 250.656 | 277.512 | 268.56 | 277.512 | 268.56 | 277.512 | 277.512 | 268.56 | 277.512 | 268.56 | 277.512 | 8760 | 3267.48 | 0.45385
3945 | Ventilation | Heat Pump Supply Fan |  | Uniform | 0.5 | [5 empty] | 0.5 | 0.75 | 0.75 | 0.7 | 0.373 |  | 1 | All Day | 24.0 | 744 | 672 | 744 | 720 | 744 | 720 | 744 | 744 | 720 | 744 | 720 | 744 | 277.512 | 250.656 | 277.512 | 268.56 | 277.512 | 268.56 | 277.512 | 277.512 | 268.56 | 277.512 | 268.56 | 277.512 | 8760 | 3267.48 | 9.4796
3946 | Pump | DHW Recirc Pumps |  | Uniform | 0.5 | [5 empty] | 0.5 | 0.75 | 0.75 | 0.7 | 0.373 |  | 1 | All Day | 24.0 | 744 | 672 | 744 | 720 | 744 | 720 | 744 | 744 | 720 | 744 | 720 | 744 | 277.512 | 250.656 | 277.512 | 268.56 | 277.512 | 268.56 | 277.512 | 277.512 | 268.56 | 277.512 | 268.56 | 277.512 | 8760 | 3267.48 | 0.25892
3947 | Ventilation | Exhaust Fan | EF-1 | Uniform | 0.5 | [5 empty] | 0.5 | 0.75 | 0.75 | 0.7 | 0.373 |  | 1 | All Day | 24.0 | 744 | 672 | 744 | 720 | 744 | 720 | 744 | 744 | 720 | 744 | 720 | 744 | 277.512 | 250.656 | 277.512 | 268.56 | 277.512 | 268.56 | 277.512 | 277.512 | 268.56 | 277.512 | 268.56 | 277.512 | 8760 | 3267.48 | 3.8554
3948 | Ventilation | Exhaust fan | EF-3 | Uniform | 0.5 | [5 empty] | 0.5 | 0.75 | 0.75 | 0.7 | 0.373 |  | 1 | All Day | 24.0 | 744 | 672 | 744 | 720 | 744 | 720 | 744 | 744 | 720 | 744 | 720 | 744 | 277.512 | 250.656 | 277.512 | 268.56 | 277.512 | 268.56 | 277.512 | 277.512 | 268.56 | 277.512 | 268.56 | 277.512 | 8760 | 3267.48 | 0.55845
3949 | Ventilation | Exhaust fan | EF-33 | Uniform | 0.5 | [5 empty] | 0.5 | 0.75 | 0.75 | 0.7 | 0.373 |  | 1 | All Day | 24.0 | 744 | 672 | 744 | 720 | 744 | 720 | 744 | 744 | 720 | 744 | 720 | 744 | 277.512 | 250.656 | 277.512 | 268.56 | 277.512 | 268.56 | 277.512 | 277.512 | 268.56 | 277.512 | 268.56 | 277.512 | 8760 | 3267.48 | 0.55845
3950 | Ventilation | Exhaust fan | EF-1 | Uniform | 0.5 | [5 empty] | 0.5 | 0.75 | 0.75 | 0.7 | 0.373 |  | 1 | All Day | 24.0 | 744 | 672 | 744 | 720 | 744 | 720 | 744 | 744 | 720 | 744 | 720 | 744 | 277.512 | 250.656 | 277.512 | 268.56 | 277.512 | 268.56 | 277.512 | 277.512 | 268.56 | 277.512 | 268.56 | 277.512 | 8760 | 3267.48 | 1.984
3951 | Ventilation | Exhaust fan | EF-3 | Uniform | 0.5 | [5 empty] | 0.5 | 0.75 | 0.75 | 0.7 | 0.373 |  | 1 | All Day | 24.0 | 744 | 672 | 744 | 720 | 744 | 720 | 744 | 744 | 720 | 744 | 720 | 744 | 277.512 | 250.656 | 277.512 | 268.56 | 277.512 | 268.56 | 277.512 | 277.512 | 268.56 | 277.512 | 268.56 | 277.512 | 8760 | 3267.48 | 1.984
3952 | Ventilation | Exhaust fan | EF-15 | Uniform | 0.5 | [5 empty] | 0.5 | 0.75 | 0.75 | 0.7 | 0.373 |  | 1 | All Day | 24.0 | 744 | 672 | 744 | 720 | 744 | 720 | 744 | 744 | 720 | 744 | 720 | 744 | 277.512 | 250.656 | 277.512 | 268.56 | 277.512 | 268.56 | 277.512 | 277.512 | 268.56 | 277.512 | 268.56 | 277.512 | 8760 | 3267.48 | 1.984
3953 | Ventilation | Supply Fan | AC-6 | Uniform | 0.5 | [5 empty] | 0.5 | 0.75 | 0.75 | 0.7 | 0.373 |  | 1 |  | 24.0 | 744 | 672 | 744 | 720 | 744 | 720 | 744 | 744 | 720 | 744 | 720 | 744 | 277.512 | 250.656 | 277.512 | 268.56 | 277.512 | 268.56 | 277.512 | 277.512 | 268.56 | 277.512 | 268.56 | 277.512 | 8760 | 3267.48 | 1.0898
3954 | Ventilation | Exhaust Fan | EF-18 | Uniform | 0.5 | [5 empty] | 0.5 | 0.75 | 0.75 | 0.7 | 0.373 |  | 1 | 24.0 | 24.0 | 744 | 672 | 744 | 720 | 744 | 720 | 744 | 744 | 720 | 744 | 720 | 744 | 277.512 | 250.656 | 277.512 | 268.56 | 277.512 | 268.56 | 277.512 | 277.512 | 268.56 | 277.512 | 268.56 | 277.512 | 8760 | 3267.48 | 0.95507
3955 | Ventilation | Exhaust Fan | EF-1 | Uniform | 0.5 | [5 empty] | 0.5 | 0.75 | 0.75 | 0.7 | 6 |  | 1 | All Day | 24 | 744 | 672 | 744 | 720 | 744 | 720 | 744 | 744 | 720 | 744 | 720 | 744 | 4464 | 4032 | 4464 | 4320 | 4464 | 4320 | 4464 | 4464 | 4320 | 4464 | 4320 | 4464 | 8760 | 52560 | 19.6536
3956 | Ventilation | Exhaust Fan | EF-1 | Uniform | 0.5 | [5 empty] | 0.5 | 0.75 | 0.75 | 0.7 | 6 |  | 1 | All Day | 24 | 744 | 672 | 744 | 720 | 744 | 720 | 744 | 744 | 720 | 744 | 720 | 744 | 4464 | 4032 | 4464 | 4320 | 4464 | 4320 | 4464 | 4464 | 4320 | 4464 | 4320 | 4464 | 8760 | 52560 | 19.6536
3957 | Ventilation | Exhaust Fan | EF-1 | Uniform | 0.5 | [5 empty] | 0.5 | 0.75 | 0.75 | 0.7 | 0.373 |  | 1 | All Day | 24.0 | 744 | 672 | 744 | 720 | 744 | 720 | 744 | 744 | 720 | 744 | 720 | 744 | 277.512 | 250.656 | 277.512 | 268.56 | 277.512 | 268.56 | 277.512 | 277.512 | 268.56 | 277.512 | 268.56 | 277.512 | 8760 | 3267.48 | 0.69543
3958 | Ventilation | Exhaust Fan | EF-2 | Uniform | 0.5 | [5 empty] | 0.5 | 0.75 | 0.75 | 0.7 | 0.373 |  | 1 | All Day | 24.0 | 744 | 672 | 744 | 720 | 744 | 720 | 744 | 744 | 720 | 744 | 720 | 744 | 277.512 | 250.656 | 277.512 | 268.56 | 277.512 | 268.56 | 277.512 | 277.512 | 268.56 | 277.512 | 268.56 | 277.512 | 8760 | 3267.48 | 0.69543
3959 | Ventilation | Exhaust Fan | EF-42 | Uniform | 0.5 | [5 empty] | 0.5 | 0.75 | 0.75 | 0.7 | 0.373 |  | 1 | All Day | 24.0 | 744 | 672 | 744 | 720 | 744 | 720 | 744 | 744 | 720 | 744 | 720 | 744 | 277.512 | 250.656 | 277.512 | 268.56 | 277.512 | 268.56 | 277.512 | 277.512 | 268.56 | 277.512 | 268.56 | 277.512 | 8760 | 3267.48 | 0.12967
3960 | Ventilation | Supply Fan | FC-1 | Uniform | 0.5 | [5 empty] | 0.5 | 0.75 | 0.75 | 0.7 | 0.373 |  | 1 | All Day | 24.0 | 744 | 672 | 744 | 720 | 744 | 720 | 744 | 744 | 720 | 744 | 720 | 744 | 277.512 | 250.656 | 277.512 | 268.56 | 277.512 | 268.56 | 277.512 | 277.512 | 268.56 | 277.512 | 268.56 | 277.512 | 8760 | 3267.48 | 0.12967
3961 | Ventilation | Supply Fan | FC-2 | Uniform | 0.5 | [5 empty] | 0.5 | 0.75 | 0.75 | 0.7 | 0.373 |  | 1 | All Day | 24.0 | 744 | 672 | 744 | 720 | 744 | 720 | 744 | 744 | 720 | 744 | 720 | 744 | 277.512 | 250.656 | 277.512 | 268.56 | 277.512 | 268.56 | 277.512 | 277.512 | 268.56 | 277.512 | 268.56 | 277.512 | 8760 | 3267.48 | 0.12967
3962 | Ventilation | Supply Fan | FC-3 | Uniform | 0.5 | [5 empty] | 0.5 | 0.75 | 0.75 | 0.7 | 0.373 |  | 1 | All Day | 24.0 | 744 | 672 | 744 | 720 | 744 | 720 | 744 | 744 | 720 | 744 | 720 | 744 | 277.512 | 250.656 | 277.512 | 268.56 | 277.512 | 268.56 | 277.512 | 277.512 | 268.56 | 277.512 | 268.56 | 277.512 | 8760 | 3267.48 | 0.12967
3963 | Ventilation | Supply Fan | FC-4 | Uniform | 0.5 | [5 empty] | 0.5 | 0.75 | 0.75 | 0.7 | 0.373 |  | 1 | All Day | 24.0 | 744 | 672 | 744 | 720 | 744 | 720 | 744 | 744 | 720 | 744 | 720 | 744 | 277.512 | 250.656 | 277.512 | 268.56 | 277.512 | 268.56 | 277.512 | 277.512 | 268.56 | 277.512 | 268.56 | 277.512 | 8760 | 3267.48 | 0.12967
3964 | Ventilation | Supply Fan | FC-6 | Uniform | 0.5 | [5 empty] | 0.5 | 0.75 | 0.75 | 0.7 | 0.373 |  | 1 | All Day | 24.0 | 744 | 672 | 744 | 720 | 744 | 720 | 744 | 744 | 720 | 744 | 720 | 744 | 277.512 | 250.656 | 277.512 | 268.56 | 277.512 | 268.56 | 277.512 | 277.512 | 268.56 | 277.512 | 268.56 | 277.512 | 8760 | 3267.48 | 0.12967
3965 | Ventilation | Exhaust Fan | EF-2 | Uniform | 0.5 | [5 empty] | 0.5 | 0.75 | 0.75 | 0.7 | 0.373 |  | 1 | All Day | 24.0 | 744 | 672 | 744 | 720 | 744 | 720 | 744 | 744 | 720 | 744 | 720 | 744 | 277.512 | 250.656 | 277.512 | 268.56 | 277.512 | 268.56 | 277.512 | 277.512 | 268.56 | 277.512 | 268.56 | 277.512 | 8760 | 3267.48 | 2.4279
3966 | Ventilation | Exhaust Fan | EF-3 | Uniform | 0.5 | [5 empty] | 0.5 | 0.75 | 0.75 | 0.7 | 0.373 |  | 1 | All Day | 24.0 | 744 | 672 | 744 | 720 | 744 | 720 | 744 | 744 | 720 | 744 | 720 | 744 | 277.512 | 250.656 | 277.512 | 268.56 | 277.512 | 268.56 | 277.512 | 277.512 | 268.56 | 277.512 | 268.56 | 277.512 | 8760 | 3267.48 | 2.4279
3967 | Pump | Pump | P-2 | Heating 1 | 0.5 | [5 empty] | 0.5 | 0.75 | 0.75 | 0.7 | 0.373 |  | 1 | Occupied | 11.428571428571400 | 354.2857 | 320 | 265.7143 | 171.4286 | 141.7143 | 68.5714 | 8.8571 | 8.8571 | 8.5714 | 70.8571 | 137.1429 | 248 | 132.1486 | 119.36 | 99.1114 | 63.9429 | 52.8594 | 25.5771 | 3.3037 | 3.3037 | 3.1971 | 26.4297 | 51.1543 | 92.504 | 1804 | 672.892 | 0.92905
3968 | Ventilation | Centri-Master PV200 | EF01 | Uniform | 0.5 | [5 empty] | 0.5 | 0.75 | 0.75 | 0.7 | 0.373 |  | 1 |  | 17.0 | 527 | 476 | 527 | 510 | 527 | 510 | 527 | 527 | 510 | 527 | 510 | 527 | 196.571 | 177.548 | 196.571 | 190.23 | 196.571 | 190.23 | 196.571 | 196.571 | 190.23 | 196.571 | 190.23 | 196.571 | 6205 | 2314.465 | 0.77195
3969 | Ventilation | Centri-Master PNU135RG | EF02 | Uniform | 0.5 | [5 empty] | 0.5 | 0.75 | 0.75 | 0.7 | 0.373 |  | 1 |  | 17.0 | 527 | 476 | 527 | 510 | 527 | 510 | 527 | 527 | 510 | 527 | 510 | 527 | 196.571 | 177.548 | 196.571 | 190.23 | 196.571 | 190.23 | 196.571 | 196.571 | 190.23 | 196.571 | 190.23 | 196.571 | 6205 | 2314.465 | 0.77195
3970 | Ventilation | Supply Fan | FUR/CU-1 | Uniform | 0.5 | [5 empty] | 0.5 | 0.75 | 0.75 | 0.7 | 0.373 |  | 1 | Furnace-1 | 17.0 | 527 | 476 | 527 | 510 | 527 | 510 | 527 | 527 | 510 | 527 | 510 | 527 | 196.571 | 177.548 | 196.571 | 190.23 | 196.571 | 190.23 | 196.571 | 196.571 | 190.23 | 196.571 | 190.23 | 196.571 | 6205 | 2314.465 | 7.6153
3971 | AC system | RTU DX Cond Fan | RTU1 | Cooling 1 | 0.5 | [5 empty] | 0.5 | 0.75 | 0.75 | 0.7 | 0.373 |  | 0.25 | All Day | 24.0 | 0 | 0 | 0 | 0 | 0 | 180 | 186 | 186 | 0 | 0 | 0 | 0 | 0 | 0 | 0 | 0 | 0 | 67.14 | 69.378 | 69.378 | 0 | 0 | 0 | 0 | 552 | 205.896 | 0.21985
3972 | AC system | RTU DX Cond Fan | RTU2 | Cooling 1 | 0.5 | [5 empty] | 0.5 | 0.75 | 0.75 | 0.7 | 0.373 |  | 0.25 | All Day | 24.0 | 0 | 0 | 0 | 0 | 0 | 180 | 186 | 186 | 0 | 0 | 0 | 0 | 0 | 0 | 0 | 0 | 0 | 67.14 | 69.378 | 69.378 | 0 | 0 | 0 | 0 | 552 | 205.896 | 0.21985
3973 | Ventilation | Supply Fan | HRV-01 | Uniform | 0.5 | [5 empty] | 0.5 | 0.75 | 0.75 | 0.7 | 0.373 | 1 | 0.95 | All Day | 24.0 | 706.8 | 638.4 | 706.8 | 684 | 706.8 | 684 | 706.8 | 706.8 | 684 | 706.8 | 684 | 706.8 | 263.6364 | 238.1232 | 263.6364 | 255.132 | 263.6364 | 255.132 | 263.6364 | 263.6364 | 255.132 | 263.6364 | 255.132 | 263.6364 | 8322 | 3104.106 | 0.51628
3974 | Ventilation | Supply Fan | RTU-3 | Uniform | 0.5 | [5 empty] | 0.5 | 0.75 | 0.75 | 0.7 | 0.373 |  | 1 | Admin -RTU | 11.0 | 341 | 308 | 341 | 330 | 341 | 330 | 341 | 341 | 330 | 341 | 330 | 341 | 127.193 | 114.884 | 127.193 | 123.09 | 127.193 | 123.09 | 127.193 | 127.193 | 123.09 | 127.193 | 123.09 | 127.193 | 4015 | 1497.595 | 0.18511
3975 | Ventilation | Supply Fan | RTU-4 | Uniform | 0.5 | [5 empty] | 0.5 | 0.75 | 0.75 | 0.7 | 0.373 |  | 1 | Admin -RTU | 11.0 | 341 | 308 | 341 | 330 | 341 | 330 | 341 | 341 | 330 | 341 | 330 | 341 | 127.193 | 114.884 | 127.193 | 123.09 | 127.193 | 123.09 | 127.193 | 127.193 | 123.09 | 127.193 | 123.09 | 127.193 | 4015 | 1497.595 | 0.18511
3976 | Ventilation | Exhaust Fan | EF-46 | Uniform | 0.5 | [5 empty] | 0.5 | 0.75 | 0.75 | 0.7 | 0.373 | 0.65 | 1 | 8h - 19h | 11.0 | 341 | 308 | 341 | 330 | 341 | 330 | 341 | 341 | 330 | 341 | 330 | 341 | 53.739 | 48.5385 | 53.739 | 52.0055 | 53.739 | 52.0055 | 53.739 | 53.739 | 52.0055 | 53.739 | 52.0055 | 53.739 | 4015 | 632.7339 | 0.025109
3977 | Ventilation | Exhaust Fan | EF-47 | Uniform | 0.5 | [5 empty] | 0.5 | 0.75 | 0.75 | 0.7 | 0.373 |  | 1 | 8h - 19h | 11.0 | 341 | 308 | 341 | 330 | 341 | 330 | 341 | 341 | 330 | 341 | 330 | 341 | 127.193 | 114.884 | 127.193 | 123.09 | 127.193 | 123.09 | 127.193 | 127.193 | 123.09 | 127.193 | 123.09 | 127.193 | 4015 | 1497.595 | 0.05943
3978 | Pump | Irrigation Compressor | F-1 | Uniform | 0.5 | [5 empty] | 0.5 | 0.75 | 0.75 | 0.7 | 0.373 |  | 0.05 | All Day | 24.0 | 37.2 | 33.6 | 37.2 | 36 | 37.2 | 36 | 37.2 | 37.2 | 36 | 37.2 | 36 | 37.2 | 13.8756 | 12.5328 | 13.8756 | 13.428 | 13.8756 | 13.428 | 13.8756 | 13.8756 | 13.428 | 13.8756 | 13.428 | 13.8756 | 438 | 163.374 | 0.10808
3979 | Ventilation | Exhaust Fan | EF-8 | Uniform | 0.5 | [5 empty] | 0.5 | 0.75 | 0.75 | 0.7 | 0.373 |  | 0.05 | All Day | 24.0 | 37.2 | 33.6 | 37.2 | 36 | 37.2 | 36 | 37.2 | 37.2 | 36 | 37.2 | 36 | 37.2 | 13.8756 | 12.5328 | 13.8756 | 13.428 | 13.8756 | 13.428 | 13.8756 | 13.8756 | 13.428 | 13.8756 | 13.428 | 13.8756 | 438 | 163.374 | 0.59591
3980 | Pump | Sump Pump | PMS001A-VTC | Uniform | 0.5 | [5 empty] | 0.5 | 0.75 | 0.75 | 0.7 | 0.373 |  | 0.05 | All Day | 24.0 | 37.2 | 33.6 | 37.2 | 36 | 37.2 | 36 | 37.2 | 37.2 | 36 | 37.2 | 36 | 37.2 | 13.8756 | 12.5328 | 13.8756 | 13.428 | 13.8756 | 13.428 | 13.8756 | 13.8756 | 13.428 | 13.8756 | 13.428 | 13.8756 | 438 | 163.374 | 0.0091428
3981 | Pump | Sump Pump | PMS001B-VTC | Uniform | 0.5 | [5 empty] | 0.5 | 0.75 | 0.75 | 0.7 | 0.373 |  | 0.05 | All Day | 24.0 | 37.2 | 33.6 | 37.2 | 36 | 37.2 | 36 | 37.2 | 37.2 | 36 | 37.2 | 36 | 37.2 | 13.8756 | 12.5328 | 13.8756 | 13.428 | 13.8756 | 13.428 | 13.8756 | 13.8756 | 13.428 | 13.8756 | 13.428 | 13.8756 | 438 | 163.374 | 0.0091428
3982 | Pump | Sump Pump | PMS002-VTC | Uniform | 0.5 | [5 empty] | 0.5 | 0.75 | 0.75 | 0.7 | 0.373 |  | 0.05 | All Day | 24.0 | 37.2 | 33.6 | 37.2 | 36 | 37.2 | 36 | 37.2 | 37.2 | 36 | 37.2 | 36 | 37.2 | 13.8756 | 12.5328 | 13.8756 | 13.428 | 13.8756 | 13.428 | 13.8756 | 13.8756 | 13.428 | 13.8756 | 13.428 | 13.8756 | 438 | 163.374 | 0.0091428
3983 | Pump | Sump Pump | PMS003-VTC | Uniform | 0.5 | [5 empty] | 0.5 | 0.75 | 0.75 | 0.7 | 0.373 |  | 0.05 | All Day | 24.0 | 37.2 | 33.6 | 37.2 | 36 | 37.2 | 36 | 37.2 | 37.2 | 36 | 37.2 | 36 | 37.2 | 13.8756 | 12.5328 | 13.8756 | 13.428 | 13.8756 | 13.428 | 13.8756 | 13.8756 | 13.428 | 13.8756 | 13.428 | 13.8756 | 438 | 163.374 | 0.0091428
3984 | Pump | Sump Pump | PMS005-VTC | Uniform | 0.5 | [5 empty] | 0.5 | 0.75 | 0.75 | 0.7 | 0.373 |  | 0.05 | All Day | 24.0 | 37.2 | 33.6 | 37.2 | 36 | 37.2 | 36 | 37.2 | 37.2 | 36 | 37.2 | 36 | 37.2 | 13.8756 | 12.5328 | 13.8756 | 13.428 | 13.8756 | 13.428 | 13.8756 | 13.8756 | 13.428 | 13.8756 | 13.428 | 13.8756 | 438 | 163.374 | 0.0091428
3985 | Pump | Sump Pump | PMS601-VTC | Uniform | 0.5 | [5 empty] | 0.5 | 0.75 | 0.75 | 0.7 | 0.373 |  | 0.05 | All Day | 24.0 | 37.2 | 33.6 | 37.2 | 36 | 37.2 | 36 | 37.2 | 37.2 | 36 | 37.2 | 36 | 37.2 | 13.8756 | 12.5328 | 13.8756 | 13.428 | 13.8756 | 13.428 | 13.8756 | 13.8756 | 13.428 | 13.8756 | 13.428 | 13.8756 | 438 | 163.374 | 0.0091428
3986 | Pump | Sump Pump | PMS801-VTC | Uniform | 0.5 | [5 empty] | 0.5 | 0.75 | 0.75 | 0.7 | 0.373 |  | 0.05 | All Day | 24.0 | 37.2 | 33.6 | 37.2 | 36 | 37.2 | 36 | 37.2 | 37.2 | 36 | 37.2 | 36 | 37.2 | 13.8756 | 12.5328 | 13.8756 | 13.428 | 13.8756 | 13.428 | 13.8756 | 13.8756 | 13.428 | 13.8756 | 13.428 | 13.8756 | 438 | 163.374 | 0.0091428
3987 | Pump | Sump Pump | PMS901-VTC | Uniform | 0.5 | [5 empty] | 0.5 | 0.75 | 0.75 | 0.7 | 0.373 |  | 0.05 | All Day | 24.0 | 37.2 | 33.6 | 37.2 | 36 | 37.2 | 36 | 37.2 | 37.2 | 36 | 37.2 | 36 | 37.2 | 13.8756 | 12.5328 | 13.8756 | 13.428 | 13.8756 | 13.428 | 13.8756 | 13.8756 | 13.428 | 13.8756 | 13.428 | 13.8756 | 438 | 163.374 | 0.0091428
3988 | Pump | Sump Pump | PMS902-VTC | Uniform | 0.5 | [5 empty] | 0.5 | 0.75 | 0.75 | 0.7 | 0.373 |  | 0.05 | All Day | 24.0 | 37.2 | 33.6 | 37.2 | 36 | 37.2 | 36 | 37.2 | 37.2 | 36 | 37.2 | 36 | 37.2 | 13.8756 | 12.5328 | 13.8756 | 13.428 | 13.8756 | 13.428 | 13.8756 | 13.8756 | 13.428 | 13.8756 | 13.428 | 13.8756 | 438 | 163.374 | 0.0091428
3989 | Pump | Boiler Feed |  | Uniform | 0.5 | [5 empty] | 0.5 | 0.75 | 0.75 | 0.7 | 0.373 |  | 0.1 |  | 24.0 | 74.4 | 67.2 | 74.4 | 72 | 74.4 | 72 | 74.4 | 74.4 | 72 | 74.4 | 72 | 74.4 | 27.7512 | 25.0656 | 27.7512 | 26.856 | 27.7512 | 26.856 | 27.7512 | 27.7512 | 26.856 | 27.7512 | 26.856 | 27.7512 | 876 | 326.748 | 0.05001
3990 | Ventilation | Transfer Fan | TF-S5-01 | Uniform | 0.5 | [5 empty] | 0.5 | 0.75 | 0.75 | 0.7 | 0.373 |  | 0.1 | All Day | 24.0 | 74.4 | 67.2 | 74.4 | 72 | 74.4 | 72 | 74.4 | 74.4 | 72 | 74.4 | 72 | 74.4 | 27.7512 | 25.0656 | 27.7512 | 26.856 | 27.7512 | 26.856 | 27.7512 | 27.7512 | 26.856 | 27.7512 | 26.856 | 27.7512 | 876 | 326.748 | 0.016781
3991 | Pump | DHW Recirc |  | Uniform | 0.5 | [5 empty] | 0.5 | 0.75 | 0.75 | 0.7 | 0.373 |  | 0.1 | All Day | 24.0 | 74.4 | 67.2 | 74.4 | 72 | 74.4 | 72 | 74.4 | 74.4 | 72 | 74.4 | 72 | 74.4 | 27.7512 | 25.0656 | 27.7512 | 26.856 | 27.7512 | 26.856 | 27.7512 | 27.7512 | 26.856 | 27.7512 | 26.856 | 27.7512 | 876 | 326.748 | 0.38886
3992 | Ventilation | Supply Fan |  | Uniform | 0.5 | [5 empty] | 0.5 | 0.75 | 0.75 | 0.7 | 0.373 |  | 0.2 | All Day | 24.0 | 148.8 | 134.4 | 148.8 | 144 | 148.8 | 144 | 148.8 | 148.8 | 144 | 148.8 | 144 | 148.8 | 55.5024 | 50.1312 | 55.5024 | 53.712 | 55.5024 | 53.712 | 55.5024 | 55.5024 | 53.712 | 55.5024 | 53.712 | 55.5024 | 1752 | 653.496 | 0.060573
3993 | Ventilation | Exhaust Fans |  | Uniform | 0.5 | [5 empty] | 0.5 | 0.75 | 0.75 | 0.7 | 0.373 |  | 0.2 | All Day | 24.0 | 148.8 | 134.4 | 148.8 | 144 | 148.8 | 144 | 148.8 | 148.8 | 144 | 148.8 | 144 | 148.8 | 55.5024 | 50.1312 | 55.5024 | 53.712 | 55.5024 | 53.712 | 55.5024 | 55.5024 | 53.712 | 55.5024 | 53.712 | 55.5024 | 1752 | 653.496 | 0.060573
3994 | Ventilation | Exhaust Fan | - | Uniform | 0.5 | [5 empty] | 0.5 | 0.75 | 0.75 | 0.7 | 0.373 |  | 0.2 | All Day | 24.0 | 148.8 | 134.4 | 148.8 | 144 | 148.8 | 144 | 148.8 | 148.8 | 144 | 148.8 | 144 | 148.8 | 55.5024 | 50.1312 | 55.5024 | 53.712 | 55.5024 | 53.712 | 55.5024 | 55.5024 | 53.712 | 55.5024 | 53.712 | 55.5024 | 1752 | 653.496 | 0.22949
3995 | Ventilation | Exhaust Fan | - | Uniform | 0.5 | [5 empty] | 0.5 | 0.75 | 0.75 | 0.7 | 0.373 |  | 0.2 | All Day | 24.0 | 148.8 | 134.4 | 148.8 | 144 | 148.8 | 144 | 148.8 | 148.8 | 144 | 148.8 | 144 | 148.8 | 55.5024 | 50.1312 | 55.5024 | 53.712 | 55.5024 | 53.712 | 55.5024 | 55.5024 | 53.712 | 55.5024 | 53.712 | 55.5024 | 1752 | 653.496 | 0.22949
3996 | Pump | Circulation Pump |  | Uniform | 0.5 | [5 empty] | 0.5 | 0.75 | 0.75 | 0.7 | 0.373 |  | 0.2 | All Day | 24.0 | 148.8 | 134.4 | 148.8 | 144 | 148.8 | 144 | 148.8 | 148.8 | 144 | 148.8 | 144 | 148.8 | 55.5024 | 50.1312 | 55.5024 | 53.712 | 55.5024 | 53.712 | 55.5024 | 55.5024 | 53.712 | 55.5024 | 53.712 | 55.5024 | 1752 | 653.496 | 5.6968
3997 | Ventilation | Exhaust Fan | EF-30 | EF | 0.5 | [5 empty] | 0.5 | 0.75 | 0.75 | 0.7 | 0.373 |  | 0.2 |  | 24.0 | 148.8 | 134.4 | 148.8 | 144 | 148.8 | 144 | 148.8 | 148.8 | 144 | 148.8 | 144 | 148.8 | 55.5024 | 50.1312 | 55.5024 | 53.712 | 55.5024 | 53.712 | 55.5024 | 55.5024 | 53.712 | 55.5024 | 53.712 | 55.5024 | 1752 | 653.496 | 0.045592
3998 | Ventilation | Exhaust Fan | EF-30 | EF | 0.5 | [5 empty] | 0.5 | 0.75 | 0.75 | 0.7 | 0.373 |  | 0.2 |  | 24.0 | 148.8 | 134.4 | 148.8 | 144 | 148.8 | 144 | 148.8 | 148.8 | 144 | 148.8 | 144 | 148.8 | 55.5024 | 50.1312 | 55.5024 | 53.712 | 55.5024 | 53.712 | 55.5024 | 55.5024 | 53.712 | 55.5024 | 53.712 | 55.5024 | 1752 | 653.496 | 0.045995
3999 | Ventilation | AHU-B03 EF | EAX-B03 (stage 1) | Uniform | 0.5 |  |  |  |  | 1.3 | 0.5 | 0.75 | 0.75 | 0.7 | 0.373 |  | 0.2 | All Day | 24.0 | 148.8 | 134.4 | 148.8 | 144 | 148.8 | 144 | 148.8 | 148.8 | 144 | 148.8 | 144 | 148.8 | 55.5024 | 50.1312 | 55.5024 | 53.712 | 55.5024 | 53.712 | 55.5024 | 55.5024 | 53.712 | 55.5024 | 53.712 | 55.5024 | 1752 | 653.496 | 0.013078
4000 | Ventilation | AHU-B03 EF | EAX-B03 (stage 2) | Uniform | 0.5 |  |  |  |  | 4.6 | 0.5 | 0.75 | 0.75 | 0.7 | 0.373 |  | 0.2 | All Day | 24.0 | 148.8 | 134.4 | 148.8 | 144 | 148.8 | 144 | 148.8 | 148.8 | 144 | 148.8 | 144 | 148.8 | 55.5024 | 50.1312 | 55.5024 | 53.712 | 55.5024 | 53.712 | 55.5024 | 55.5024 | 53.712 | 55.5024 | 53.712 | 55.5024 | 1752 | 653.496 | 0.013078
4001 | Ventilation | Exhaust Fan |  | Uniform | 0.5 | [5 empty] | 0.5 | 0.75 | 0.75 | 0.7 | 0.373 |  | 0.2 |  | 24.0 | 148.8 | 134.4 | 148.8 | 144 | 148.8 | 144 | 148.8 | 148.8 | 144 | 148.8 | 144 | 148.8 | 55.5024 | 50.1312 | 55.5024 | 53.712 | 55.5024 | 53.712 | 55.5024 | 55.5024 | 53.712 | 55.5024 | 53.712 | 55.5024 | 1752 | 653.496 | 0.090769
4002 | Ventilation | Fan | VPF-1 | Uniform | 0.5 | [5 empty] | 0.5 | 0.75 | 0.75 | 0.7 | 0.373 |  | 0.2 | All Day | 24.0 | 148.8 | 134.4 | 148.8 | 144 | 148.8 | 144 | 148.8 | 148.8 | 144 | 148.8 | 144 | 148.8 | 55.5024 | 50.1312 | 55.5024 | 53.712 | 55.5024 | 53.712 | 55.5024 | 55.5024 | 53.712 | 55.5024 | 53.712 | 55.5024 | 1752 | 653.496 | 0.012372
4003 | Ventilation | Fan | VPF-2 | Uniform | 0.5 | [5 empty] | 0.5 | 0.75 | 0.75 | 0.7 | 0.373 |  | 0.2 | All Day | 24.0 | 148.8 | 134.4 | 148.8 | 144 | 148.8 | 144 | 148.8 | 148.8 | 144 | 148.8 | 144 | 148.8 | 55.5024 | 50.1312 | 55.5024 | 53.712 | 55.5024 | 53.712 | 55.5024 | 55.5024 | 53.712 | 55.5024 | 53.712 | 55.5024 | 1752 | 653.496 | 0.012372
4004 | Ventilation | Fan | VPF-3 | Uniform | 0.5 | [5 empty] | 0.5 | 0.75 | 0.75 | 0.7 | 0.373 |  | 0.2 | All Day | 24.0 | 148.8 | 134.4 | 148.8 | 144 | 148.8 | 144 | 148.8 | 148.8 | 144 | 148.8 | 144 | 148.8 | 55.5024 | 50.1312 | 55.5024 | 53.712 | 55.5024 | 53.712 | 55.5024 | 55.5024 | 53.712 | 55.5024 | 53.712 | 55.5024 | 1752 | 653.496 | 0.012372
4005 | Ventilation | Supply Fan | AHU | Uniform | 0.5 | [5 empty] | 0.5 | 0.75 | 0.75 | 0.7 | 0.373 |  | 0.8 | All Day | 24.0 | 595.2 | 537.6 | 595.2 | 576 | 595.2 | 576 | 595.2 | 595.2 | 576 | 595.2 | 576 | 595.2 | 222.0096 | 200.5248 | 222.0096 | 214.848 | 222.0096 | 214.848 | 222.0096 | 222.0096 | 214.848 | 222.0096 | 214.848 | 222.0096 | 7008 | 2613.984 | 0.7083
4006 | Pump | Pump |  | Uniform | 0.5 | [5 empty] | 0.5 | 0.75 | 0.75 | 0.7 | 0.373 |  | 0.8 | All Day | 24 | 595.2 | 537.6 | 595.2 | 576 | 595.2 | 576 | 595.2 | 595.2 | 576 | 595.2 | 576 | 595.2 | 222.0096 | 200.5248 | 222.0096 | 214.848 | 222.0096 | 214.848 | 222.0096 | 222.0096 | 214.848 | 222.0096 | 214.848 | 222.0096 | 7008 | 2613.984 | 0.97744
4007 | Pump | Radiation Circulation Pump | P-104 | Heating 1 | 0.5 |  | 3 |  | 230.0 |  | 0.5 | 0.75 | 0.75 | 0.7 | 0.373 |  | 0.3 | All Day | 24.0 | 223.2 | 201.6 | 223.2 | 210 | 189 | 161.4 | 146.7 | 155.7 | 194.7 | 218.1 | 215.7 | 223.2 | 83.2536 | 75.1968 | 83.2536 | 78.33 | 70.497 | 60.2022 | 54.7191 | 58.0761 | 72.6231 | 81.3513 | 80.4561 | 83.2536 | 2362.5 | 881.2125 | 0.10204
4008 | Pump | Radiation Circulation Pump | P-105 | Heating 1 | 0.5 |  | 3 |  | 230.0 |  | 0.5 | 0.75 | 0.75 | 0.7 | 0.373 |  | 0.3 | All Day | 24.0 | 223.2 | 201.6 | 223.2 | 210 | 189 | 161.4 | 146.7 | 155.7 | 194.7 | 218.1 | 215.7 | 223.2 | 83.2536 | 75.1968 | 83.2536 | 78.33 | 70.497 | 60.2022 | 54.7191 | 58.0761 | 72.6231 | 81.3513 | 80.4561 | 83.2536 | 2362.5 | 881.2125 | 0.10204
4009 | Pump | Standby Circ Pump | P-109 | Heating 1 | 0.5 |  | 1 |  | 115.0 |  | 0.5 | 0.75 | 0.75 | 0.67 | 0.373 |  | 0.3 | All Day | 24.0 | 223.2 | 201.6 | 223.2 | 210 | 189 | 161.4 | 146.7 | 155.7 | 194.7 | 218.1 | 215.7 | 223.2 | 83.2536 | 75.1968 | 83.2536 | 78.33 | 70.497 | 60.2022 | 54.7191 | 58.0761 | 72.6231 | 81.3513 | 80.4561 | 83.2536 | 2362.5 | 881.2125 | 0.10204
4010 | Ventilation | Frunace Fan |  | Heating 1 | 0.5 | [5 empty] | 0.5 | 0.75 | 0.75 | 0.7 | 0.373 |  | 1 | Occupied | 16.0 | 396.8 | 358.4 | 297.6 | 288 | 49.6 | 0 | 0 | 0 | 96 | 148.8 | 364.8 | 496 | 148.0064 | 133.6832 | 111.0048 | 107.424 | 18.5008 | 0 | 0 | 0 | 35.808 | 55.5024 | 136.0704 | 185.008 | 2496 | 931.008 | 4.4027
4011 | Ventilation | Fan Coil Unit | FC-8 | Uniform | 0.5 | [5 empty] | 0.5 | 0.75 | 0.75 | 0.7 | 0.373 |  | 1 | I | 5.0 | 155 | 140 | 155 | 150 | 155 | 150 | 155 | 155 | 150 | 155 | 150 | 155 | 57.815 | 52.22 | 57.815 | 55.95 | 57.815 | 55.95 | 57.815 | 57.815 | 55.95 | 57.815 | 55.95 | 57.815 | 1825 | 680.725 | 0.047571
4012 | Ventilation | Exhaust Fan | EF-5 | Uniform | 0.5 | [5 empty] | 0.5 | 0.75 | 0.75 | 0.7 | 0.373 |  | 0.5 | J | 10.0 | 155 | 140 | 155 | 150 | 155 | 150 | 155 | 155 | 150 | 155 | 150 | 155 | 57.815 | 52.22 | 57.815 | 55.95 | 57.815 | 55.95 | 57.815 | 57.815 | 55.95 | 57.815 | 55.95 | 57.815 | 1825 | 680.725 | 0.047571
4013 | Ventilation | Exhaust Fan | EF-1 | Uniform | 0.5 | [5 empty] | 0.5 | 0.75 | 0.75 | 0.7 | 0.373 |  | 1 | Exhaust Fans | 10.0 | 310 | 280 | 310 | 300 | 310 | 300 | 310 | 310 | 300 | 310 | 300 | 310 | 115.63 | 104.44 | 115.63 | 111.9 | 115.63 | 111.9 | 115.63 | 115.63 | 111.9 | 115.63 | 111.9 | 115.63 | 3650 | 1361.45 | 0.66381
4014 | Ventilation | MUA | MUA-2 | Uniform | 0.5 | [5 empty] | 0.5 | 0.75 | 0.75 | 0.7 | 0.373 |  | 0.3 | All Day | 24.0 | 223.2 | 201.6 | 223.2 | 216 | 223.2 | 216 | 223.2 | 223.2 | 216 | 223.2 | 216 | 223.2 | 83.2536 | 75.1968 | 83.2536 | 80.568 | 83.2536 | 80.568 | 83.2536 | 83.2536 | 80.568 | 83.2536 | 80.568 | 83.2536 | 2628 | 980.244 | 7.036
4015 | Ventilation | MUA | MUA-3 | Uniform | 0.5 | [5 empty] | 0.5 | 0.75 | 0.75 | 0.7 | 0.373 |  | 0.3 | All Day | 24.0 | 223.2 | 201.6 | 223.2 | 216 | 223.2 | 216 | 223.2 | 223.2 | 216 | 223.2 | 216 | 223.2 | 83.2536 | 75.1968 | 83.2536 | 80.568 | 83.2536 | 80.568 | 83.2536 | 83.2536 | 80.568 | 83.2536 | 80.568 | 83.2536 | 2628 | 980.244 | 7.036
4016 | Pump |  | PMP901-VTC | Uniform | 0.5 | [5 empty] | 0.5 | 0.75 | 0.75 | 0.7 | 0.373 |  | 0.3 | All Day | 24.0 | 223.2 | 201.6 | 223.2 | 216 | 223.2 | 216 | 223.2 | 223.2 | 216 | 223.2 | 216 | 223.2 | 83.2536 | 75.1968 | 83.2536 | 80.568 | 83.2536 | 80.568 | 83.2536 | 83.2536 | 80.568 | 83.2536 | 80.568 | 83.2536 | 2628 | 980.244 | 0.054857
4017 | Pump | WWTP Pump | PMP904-VTC | Uniform | 0.5 | [5 empty] | 0.5 | 0.75 | 0.75 | 0.7 | 0.373 |  | 0.3 | All Day | 24.0 | 223.2 | 201.6 | 223.2 | 216 | 223.2 | 216 | 223.2 | 223.2 | 216 | 223.2 | 216 | 223.2 | 83.2536 | 75.1968 | 83.2536 | 80.568 | 83.2536 | 80.568 | 83.2536 | 83.2536 | 80.568 | 83.2536 | 80.568 | 83.2536 | 2628 | 980.244 | 0.054857
4018 | Pump | WWTP Pump | PMP905-VTC | Uniform | 0.5 | [5 empty] | 0.5 | 0.75 | 0.75 | 0.7 | 0.373 |  | 0.3 | All Day | 24.0 | 223.2 | 201.6 | 223.2 | 216 | 223.2 | 216 | 223.2 | 223.2 | 216 | 223.2 | 216 | 223.2 | 83.2536 | 75.1968 | 83.2536 | 80.568 | 83.2536 | 80.568 | 83.2536 | 83.2536 | 80.568 | 83.2536 | 80.568 | 83.2536 | 2628 | 980.244 | 0.054857
4019 | Pump | WWTP Pump | PMP907-VTC | Uniform | 0.5 | [5 empty] | 0.5 | 0.75 | 0.75 | 0.7 | 0.373 |  | 0.3 | All Day | 24.0 | 223.2 | 201.6 | 223.2 | 216 | 223.2 | 216 | 223.2 | 223.2 | 216 | 223.2 | 216 | 223.2 | 83.2536 | 75.1968 | 83.2536 | 80.568 | 83.2536 | 80.568 | 83.2536 | 83.2536 | 80.568 | 83.2536 | 80.568 | 83.2536 | 2628 | 980.244 | 0.054857
4020 | Pump | WWTP Pump | PMP911-VTC | Uniform | 0.5 | [5 empty] | 0.5 | 0.75 | 0.75 | 0.7 | 0.373 |  | 0.3 | All Day | 24.0 | 223.2 | 201.6 | 223.2 | 216 | 223.2 | 216 | 223.2 | 223.2 | 216 | 223.2 | 216 | 223.2 | 83.2536 | 75.1968 | 83.2536 | 80.568 | 83.2536 | 80.568 | 83.2536 | 83.2536 | 80.568 | 83.2536 | 80.568 | 83.2536 | 2628 | 980.244 | 0.054857
4021 | Pump | WWTP Pump | PMP922-VTC | Uniform | 0.5 | [5 empty] | 0.5 | 0.75 | 0.75 | 0.7 | 0.373 |  | 0.3 | All Day | 24.0 | 223.2 | 201.6 | 223.2 | 216 | 223.2 | 216 | 223.2 | 223.2 | 216 | 223.2 | 216 | 223.2 | 83.2536 | 75.1968 | 83.2536 | 80.568 | 83.2536 | 80.568 | 83.2536 | 83.2536 | 80.568 | 83.2536 | 80.568 | 83.2536 | 2628 | 980.244 | 0.054857
4022 | Pump | WWTP Pump | PMP923-VTC | Uniform | 0.5 | [5 empty] | 0.5 | 0.75 | 0.75 | 0.7 | 0.373 |  | 0.3 | All Day | 24.0 | 223.2 | 201.6 | 223.2 | 216 | 223.2 | 216 | 223.2 | 223.2 | 216 | 223.2 | 216 | 223.2 | 83.2536 | 75.1968 | 83.2536 | 80.568 | 83.2536 | 80.568 | 83.2536 | 83.2536 | 80.568 | 83.2536 | 80.568 | 83.2536 | 2628 | 980.244 | 0.054857
4023 | Pump | WWTP Pump | PMP951-VTC | Uniform | 0.5 | [5 empty] | 0.5 | 0.75 | 0.75 | 0.7 | 0.373 |  | 0.3 | All Day | 24.0 | 223.2 | 201.6 | 223.2 | 216 | 223.2 | 216 | 223.2 | 223.2 | 216 | 223.2 | 216 | 223.2 | 83.2536 | 75.1968 | 83.2536 | 80.568 | 83.2536 | 80.568 | 83.2536 | 83.2536 | 80.568 | 83.2536 | 80.568 | 83.2536 | 2628 | 980.244 | 0.054857
4024 | Heating | Forced Fan Unit | FF-104 | Heating 1 | 0.5 |  | 1 |  |  |  | 0.5 | 0.75 | 0.75 | 0.67 | 0.373 |  | 0.1 | All Day | 24.0 | 74.4 | 67.2 | 74.4 | 70 | 63 | 53.8 | 48.9 | 51.9 | 64.9 | 72.7 | 71.9 | 74.4 | 27.7512 | 25.0656 | 27.7512 | 26.11 | 23.499 | 20.0674 | 18.2397 | 19.3587 | 24.2077 | 27.1171 | 26.8187 | 27.7512 | 787.5 | 293.7375 | 0.034014
4025 | Heating | Electric space heater |  | Heating 1 | 0.5 |  | 1 |  | 120.0 |  | 0.5 | 0.75 | 0.75 | 0.67 | 0.373 |  | 0.1 | All Day | 24.0 | 74.4 | 67.2 | 74.4 | 70 | 63 | 53.8 | 48.9 | 51.9 | 64.9 | 72.7 | 71.9 | 74.4 | 27.7512 | 25.0656 | 27.7512 | 26.11 | 23.499 | 20.0674 | 18.2397 | 19.3587 | 24.2077 | 27.1171 | 26.8187 | 27.7512 | 787.5 | 293.7375 | 0.034014
4026 | Heating | Unit Heater | UH-1 (UH-101) | Heating 1 | 0.5 |  | 1 |  |  |  | 0.5 | 0.75 | 0.75 | 0.67 | 0.373 |  | 0.1 | All Day | 24.0 | 74.4 | 67.2 | 74.4 | 70 | 63 | 53.8 | 48.9 | 51.9 | 64.9 | 72.7 | 71.9 | 74.4 | 27.7512 | 25.0656 | 27.7512 | 26.11 | 23.499 | 20.0674 | 18.2397 | 19.3587 | 24.2077 | 27.1171 | 26.8187 | 27.7512 | 787.5 | 293.7375 | 0.034014
4027 | Heating | Unit Heater | UH-102 | Heating 1 | 0.5 |  | 1 |  |  |  | 0.5 | 0.75 | 0.75 | 0.67 | 0.373 |  | 0.1 | All Day | 24.0 | 74.4 | 67.2 | 74.4 | 70 | 63 | 53.8 | 48.9 | 51.9 | 64.9 | 72.7 | 71.9 | 74.4 | 27.7512 | 25.0656 | 27.7512 | 26.11 | 23.499 | 20.0674 | 18.2397 | 19.3587 | 24.2077 | 27.1171 | 26.8187 | 27.7512 | 787.5 | 293.7375 | 0.034014
4028 | Heating | Unit Heater - Gas ? | UH-2 | Heating 1 | 0.5 |  | 1 |  |  |  | 0.5 | 0.75 | 0.75 | 0.67 | 0.373 |  | 0.1 | All Day | 24.0 | 74.4 | 67.2 | 74.4 | 70 | 63 | 53.8 | 48.9 | 51.9 | 64.9 | 72.7 | 71.9 | 74.4 | 27.7512 | 25.0656 | 27.7512 | 26.11 | 23.499 | 20.0674 | 18.2397 | 19.3587 | 24.2077 | 27.1171 | 26.8187 | 27.7512 | 787.5 | 293.7375 | 0.034014
4029 | Heating | Unit Heater - Gas ? | UH-3 | Heating 1 | 0.5 |  | 1 |  | 120.0 | 1.7 | 0.5 | 0.75 | 0.75 | 0.67 | 0.373 |  | 0.1 | All Day | 24.0 | 74.4 | 67.2 | 74.4 | 70 | 63 | 53.8 | 48.9 | 51.9 | 64.9 | 72.7 | 71.9 | 74.4 | 27.7512 | 25.0656 | 27.7512 | 26.11 | 23.499 | 20.0674 | 18.2397 | 19.3587 | 24.2077 | 27.1171 | 26.8187 | 27.7512 | 787.5 | 293.7375 | 0.034014
4030 | Heating | Unit Heater | UH-104 | Heating 1 | 0.5 |  | 1 |  |  |  | 0.5 | 0.75 | 0.75 | 0.67 | 0.373 |  | 0.1 | All Day | 24.0 | 74.4 | 67.2 | 74.4 | 70 | 63 | 53.8 | 48.9 | 51.9 | 64.9 | 72.7 | 71.9 | 74.4 | 27.7512 | 25.0656 | 27.7512 | 26.11 | 23.499 | 20.0674 | 18.2397 | 19.3587 | 24.2077 | 27.1171 | 26.8187 | 27.7512 | 787.5 | 293.7375 | 0.034014
4031 | Ventilation | Exhaust Fan |  | Cooling 1 | 0.5 | [5 empty] | 0.5 | 0.75 | 0.75 | 0.7 | 0.373 |  | 1 | 2hrs | 2.0 | 0 | 0 | 0 | 0 | 31 | 60 | 62 | 62 | 30 | 0 | 0 | 0 | 0 | 0 | 0 | 0 | 11.563 | 22.38 | 23.126 | 23.126 | 11.19 | 0 | 0 | 0 | 245 | 91.385 | 0.015761
4032 | Ventilation | Exhaust Fan |  | Cooling 1 | 0.5 | [5 empty] | 0.5 | 0.75 | 0.75 | 0.7 | 0.373 |  | 1 | 2hrs | 2.0 | 0 | 0 | 0 | 0 | 31 | 60 | 62 | 62 | 30 | 0 | 0 | 0 | 0 | 0 | 0 | 0 | 11.563 | 22.38 | 23.126 | 23.126 | 11.19 | 0 | 0 | 0 | 245 | 91.385 | 0.015761
4033 | Ventilation | AH3 Exhaust Fan |  | Heating 1 | 0.5 | [5 empty] | 0.5 | 0.75 | 0.75 | 0.7 | 0.373 |  | 1 | AHU-2/3/4/6 | 20.0 | 620 | 560 | 465 | 300 | 248 | 120 | 15.5 | 15.5 | 15 | 124 | 240 | 434 | 231.26 | 208.88 | 173.445 | 111.9 | 92.504 | 44.76 | 5.7815 | 5.7815 | 5.595 | 46.252 | 89.52 | 161.882 | 3157 | 1177.561 | 0.067811
4034 | Ventilation | AH4 Exhaust Fan |  | Heating 1 | 0.5 | [5 empty] | 0.5 | 0.75 | 0.75 | 0.7 | 0.373 |  | 1 | AHU-2/3/4/6 | 20.0 | 620 | 560 | 465 | 300 | 248 | 120 | 15.5 | 15.5 | 15 | 124 | 240 | 434 | 231.26 | 208.88 | 173.445 | 111.9 | 92.504 | 44.76 | 5.7815 | 5.7815 | 5.595 | 46.252 | 89.52 | 161.882 | 3157 | 1177.561 | 0.067811
4035 | Heating | Gas boiler combustion fan | BLR-1 | Heating 1 | 0.5 |  | 1 |  | 115.0 |  | 0.5 | 0.75 | 0.75 | 0.67 | 0.373 |  | 0.25 | All Day | 24.0 | 186 | 168 | 186 | 175 | 157.5 | 134.5 | 122.25 | 129.75 | 162.25 | 181.75 | 179.75 | 186 | 69.378 | 62.664 | 69.378 | 65.275 | 58.7475 | 50.1685 | 45.5992 | 48.3967 | 60.5192 | 67.7927 | 67.0468 | 69.378 | 1968.75 | 734.3438 | 0.085035
4036 | Heating | Gas boiler combustion fan | BLR-2 | Heating 1 | 0.5 |  | 1 |  | 115.0 |  | 0.5 | 0.75 | 0.75 | 0.67 | 0.373 |  | 0.25 | All Day | 24.0 | 186 | 168 | 186 | 175 | 157.5 | 134.5 | 122.25 | 129.75 | 162.25 | 181.75 | 179.75 | 186 | 69.378 | 62.664 | 69.378 | 65.275 | 58.7475 | 50.1685 | 45.5992 | 48.3967 | 60.5192 | 67.7927 | 67.0468 | 69.378 | 1968.75 | 734.3438 | 0.085035
4037 | Miscellaneous electricity | Sprinkler Air Compressor | SC1 | Uniform | 0.5 | [5 empty] | 0.5 | 0.75 | 0.75 | 0.7 | 0.373 |  | 0.020833 | All Day | 24.0 | 15.5 | 14 | 15.5 | 15 | 15.5 | 15 | 15.5 | 15.5 | 15 | 15.5 | 15 | 15.5 | 5.7815 | 5.222 | 5.7815 | 5.595 | 5.7815 | 5.595 | 5.7815 | 5.7815 | 5.595 | 5.7815 | 5.595 | 5.7815 | 182.5 | 68.0725 | 0.20166
4038 | Ventilation | Exhaust Fan | EF1 | Uniform | 0.5 | [5 empty] | 0.5 | 0.75 | 0.75 | 0.7 | 0.373 |  | 0.041667 | All Day | 24.0 | 31 | 28 | 31 | 30 | 31 | 30 | 31 | 31 | 30 | 31 | 30 | 31 | 11.563 | 10.444 | 11.563 | 11.19 | 11.563 | 11.19 | 11.563 | 11.563 | 11.19 | 11.563 | 11.19 | 11.563 | 365 | 136.145 | 0.090069
4039 | Ventilation | Exhaust Fan | FNE039-VTC | Uniform | 0.5 | [5 empty] | 0.5 | 0.75 | 0.75 | 0.7 | 0.373 |  | 1 | Bay Hours | 16.0 | 496 | 448 | 496 | 480 | 496 | 480 | 496 | 496 | 480 | 496 | 480 | 496 | 185.008 | 167.104 | 185.008 | 179.04 | 185.008 | 179.04 | 185.008 | 185.008 | 179.04 | 185.008 | 179.04 | 185.008 | 5840 | 2178.32 | 0.1219
4040 | Ventilation | Exhaust Fan | FNE054-VTC | Uniform | 0.5 | [5 empty] | 0.5 | 0.75 | 0.75 | 0.7 | 0.373 |  | 1 | Bay Hours | 16.0 | 496 | 448 | 496 | 480 | 496 | 480 | 496 | 496 | 480 | 496 | 480 | 496 | 185.008 | 167.104 | 185.008 | 179.04 | 185.008 | 179.04 | 185.008 | 185.008 | 179.04 | 185.008 | 179.04 | 185.008 | 5840 | 2178.32 | 0.1219
4041 | Ventilation | Exhaust Fan | FNE060-VTC | Uniform | 0.5 | [5 empty] | 0.5 | 0.75 | 0.75 | 0.7 | 0.373 |  | 1 | Bay Hours | 16.0 | 496 | 448 | 496 | 480 | 496 | 480 | 496 | 496 | 480 | 496 | 480 | 496 | 185.008 | 167.104 | 185.008 | 179.04 | 185.008 | 179.04 | 185.008 | 185.008 | 179.04 | 185.008 | 179.04 | 185.008 | 5840 | 2178.32 | 0.1219
4042 | Ventilation | Supply Fan | AHU-2 | Uniform | 0.5 | [5 empty] | 0.5 | 0.75 | 0.75 | 0.7 | 0.373 |  | 1 | AHU2 AHU3 MUA | 17.5 | 542.5 | 441 | 542.5 | 525 | 488.25 | 210 | 108.5 | 54.25 | 315 | 542.5 | 525 | 542.5 | 202.3525 | 164.493 | 202.3525 | 195.825 | 182.1173 | 78.33 | 40.4705 | 20.2353 | 117.495 | 202.3525 | 195.825 | 202.3525 | 4837 | 1804.201 | 0.7837
4043 | Ventilation | Supply Fan | AHU-3 | Uniform | 0.5 | [5 empty] | 0.5 | 0.75 | 0.75 | 0.7 | 0.373 |  | 1 | AHU2 AHU3 MUA | 17.5 | 542.5 | 441 | 542.5 | 525 | 488.25 | 210 | 108.5 | 54.25 | 315 | 542.5 | 525 | 542.5 | 202.3525 | 164.493 | 202.3525 | 195.825 | 182.1173 | 78.33 | 40.4705 | 20.2353 | 117.495 | 202.3525 | 195.825 | 202.3525 | 4837 | 1804.201 | 0.7837
4044 | Ventilation | Exhaust Fan | 9 | Uniform | 0.5 | 0.373 |  |  |  |  | 0.5 | 0.75 | 0.75 | 0.7 | 0.373 |  | 1 |  | 14.0 | 434 | 392 | 434 | 420 | 434 | 420 | 434 | 434 | 420 | 434 | 420 | 434 | 161.882 | 146.216 | 161.882 | 156.66 | 161.882 | 156.66 | 161.882 | 161.882 | 156.66 | 161.882 | 156.66 | 161.882 | 5110 | 1906.03 | 0.63114
4045 | Ventilation | Exhaust Fan | 12 | Uniform | 0.5 | 0.373 |  |  |  |  | 0.5 | 0.75 | 0.75 | 0.7 | 0.373 |  | 1 |  | 14.0 | 434 | 392 | 434 | 420 | 434 | 420 | 434 | 434 | 420 | 434 | 420 | 434 | 161.882 | 146.216 | 161.882 | 156.66 | 161.882 | 156.66 | 161.882 | 161.882 | 156.66 | 161.882 | 156.66 | 161.882 | 5110 | 1906.03 | 0.63114
4046 | Ventilation | Exhaust Fan | 15 | Uniform | 0.5 | 0.373 |  |  |  |  | 0.5 | 0.75 | 0.75 | 0.7 | 0.373 |  | 1 |  | 14.0 | 434 | 392 | 434 | 420 | 434 | 420 | 434 | 434 | 420 | 434 | 420 | 434 | 161.882 | 146.216 | 161.882 | 156.66 | 161.882 | 156.66 | 161.882 | 161.882 | 156.66 | 161.882 | 156.66 | 161.882 | 5110 | 1906.03 | 0.63114
4047 | Ventilation | Exhaust Fan | 16 | Uniform | 0.5 | 0.373 |  |  |  |  | 0.5 | 0.75 | 0.75 | 0.7 | 0.373 |  | 1 |  | 14.0 | 434 | 392 | 434 | 420 | 434 | 420 | 434 | 434 | 420 | 434 | 420 | 434 | 161.882 | 146.216 | 161.882 | 156.66 | 161.882 | 156.66 | 161.882 | 161.882 | 156.66 | 161.882 | 156.66 | 161.882 | 5110 | 1906.03 | 0.63114
4048 | Ventilation | Exhaust Fan | 19 | Uniform | 0.5 | 0.373 |  |  |  |  | 0.5 | 0.75 | 0.75 | 0.7 | 0.373 |  | 1 |  | 14.0 | 434 | 392 | 434 | 420 | 434 | 420 | 434 | 434 | 420 | 434 | 420 | 434 | 161.882 | 146.216 | 161.882 | 156.66 | 161.882 | 156.66 | 161.882 | 161.882 | 156.66 | 161.882 | 156.66 | 161.882 | 5110 | 1906.03 | 0.63114
4049 | Ventilation | Exhaust Fan | 20 | Uniform | 0.5 | 0.373 |  |  |  |  | 0.5 | 0.75 | 0.75 | 0.7 | 0.373 |  | 1 |  | 14.0 | 434 | 392 | 434 | 420 | 434 | 420 | 434 | 434 | 420 | 434 | 420 | 434 | 161.882 | 146.216 | 161.882 | 156.66 | 161.882 | 156.66 | 161.882 | 161.882 | 156.66 | 161.882 | 156.66 | 161.882 | 5110 | 1906.03 | 0.63114
4050 | Ventilation | Exhaust Fan (Releif Air) | 21 | Uniform | 0.5 | 0.373 |  |  |  |  | 0.5 | 0.75 | 0.75 | 0.7 | 0.373 |  | 1 |  | 14.0 | 434 | 392 | 434 | 420 | 434 | 420 | 434 | 434 | 420 | 434 | 420 | 434 | 161.882 | 146.216 | 161.882 | 156.66 | 161.882 | 156.66 | 161.882 | 161.882 | 156.66 | 161.882 | 156.66 | 161.882 | 5110 | 1906.03 | 0.63114
4051 | Ventilation | Exhaust Fan (Releif Air) | 22 | Uniform | 0.5 | 0.373 |  |  |  |  | 0.5 | 0.75 | 0.75 | 0.7 | 0.373 |  | 1 |  | 14.0 | 434 | 392 | 434 | 420 | 434 | 420 | 434 | 434 | 420 | 434 | 420 | 434 | 161.882 | 146.216 | 161.882 | 156.66 | 161.882 | 156.66 | 161.882 | 161.882 | 156.66 | 161.882 | 156.66 | 161.882 | 5110 | 1906.03 | 0.63114
4052 | Ventilation | Recirculation Fan | FC-1 | Uniform | 0.5 | [5 empty] | 0.5 | 0.75 | 0.75 | 0.7 | 0.373 |  | 1 | Building Vent | 14.0 | 434 | 392 | 434 | 420 | 434 | 420 | 434 | 434 | 420 | 434 | 420 | 434 | 161.882 | 146.216 | 161.882 | 156.66 | 161.882 | 156.66 | 161.882 | 161.882 | 156.66 | 161.882 | 156.66 | 161.882 | 5110 | 1906.03 | 0.32576
4053 | Ventilation | Recirculation Fan | FC-11 | Uniform | 0.5 | [5 empty] | 0.5 | 0.75 | 0.75 | 0.7 | 0.373 |  | 1 | Building Vent | 14.0 | 434 | 392 | 434 | 420 | 434 | 420 | 434 | 434 | 420 | 434 | 420 | 434 | 161.882 | 146.216 | 161.882 | 156.66 | 161.882 | 156.66 | 161.882 | 161.882 | 156.66 | 161.882 | 156.66 | 161.882 | 5110 | 1906.03 | 0.32576
4054 | Ventilation | Recirculation Fan | FC-12 | Uniform | 0.5 | [5 empty] | 0.5 | 0.75 | 0.75 | 0.7 | 0.373 |  | 1 | Building Vent | 14.0 | 434 | 392 | 434 | 420 | 434 | 420 | 434 | 434 | 420 | 434 | 420 | 434 | 161.882 | 146.216 | 161.882 | 156.66 | 161.882 | 156.66 | 161.882 | 161.882 | 156.66 | 161.882 | 156.66 | 161.882 | 5110 | 1906.03 | 0.32576
4055 | Ventilation | Recirculation Fan | FC-13 | Uniform | 0.5 | [5 empty] | 0.5 | 0.75 | 0.75 | 0.7 | 0.373 |  | 1 | Building Vent | 14.0 | 434 | 392 | 434 | 420 | 434 | 420 | 434 | 434 | 420 | 434 | 420 | 434 | 161.882 | 146.216 | 161.882 | 156.66 | 161.882 | 156.66 | 161.882 | 161.882 | 156.66 | 161.882 | 156.66 | 161.882 | 5110 | 1906.03 | 0.32576
4056 | Ventilation | Recirculation Fan | FC-14 | Uniform | 0.5 | [5 empty] | 0.5 | 0.75 | 0.75 | 0.7 | 0.373 |  | 1 | Building Vent | 14.0 | 434 | 392 | 434 | 420 | 434 | 420 | 434 | 434 | 420 | 434 | 420 | 434 | 161.882 | 146.216 | 161.882 | 156.66 | 161.882 | 156.66 | 161.882 | 161.882 | 156.66 | 161.882 | 156.66 | 161.882 | 5110 | 1906.03 | 0.32576
4057 | Ventilation | Recirculation Fan | FC-17 | Uniform | 0.5 | [5 empty] | 0.5 | 0.75 | 0.75 | 0.7 | 0.373 |  | 1 | Building Vent | 14.0 | 434 | 392 | 434 | 420 | 434 | 420 | 434 | 434 | 420 | 434 | 420 | 434 | 161.882 | 146.216 | 161.882 | 156.66 | 161.882 | 156.66 | 161.882 | 161.882 | 156.66 | 161.882 | 156.66 | 161.882 | 5110 | 1906.03 | 0.32576
4058 | Ventilation | Pressurized Fan | SPF-2 | Uniform | 0.5 | [5 empty] | 0.5 | 0.75 | 0.75 | 0.7 | 0.373 |  | 1 | Building Vent | 14.0 | 434 | 392 | 434 | 420 | 434 | 420 | 434 | 434 | 420 | 434 | 420 | 434 | 161.882 | 146.216 | 161.882 | 156.66 | 161.882 | 156.66 | 161.882 | 161.882 | 156.66 | 161.882 | 156.66 | 161.882 | 5110 | 1906.03 | 0.32576
4059 | Pump | Fan Coil Loop Pump | P-1 | Heating 1 | 0.5 | [5 empty] | 0.5 | 0.75 | 0.75 | 0.7 | 0.373 |  | 0.5 | Galleria | 13.928571428571400 | 215.8929 | 195 | 161.9196 | 104.4643 | 86.3571 | 41.7857 | 5.3973 | 5.3973 | 5.2232 | 43.1786 | 83.5714 | 151.125 | 80.528 | 72.735 | 60.396 | 38.9652 | 32.2112 | 15.5861 | 2.0132 | 2.0132 | 1.9483 | 16.1056 | 31.1721 | 56.3696 | 1099.3125 | 410.0436 | 0.088331
4060 | Pump | Fan Coil Loop Pump | P-2 | Heating 1 | 0.5 | [5 empty] | 0.5 | 0.75 | 0.75 | 0.7 | 0.373 |  | 0.5 | Galleria | 13.928571428571400 | 215.8929 | 195 | 161.9196 | 104.4643 | 86.3571 | 41.7857 | 5.3973 | 5.3973 | 5.2232 | 43.1786 | 83.5714 | 151.125 | 80.528 | 72.735 | 60.396 | 38.9652 | 32.2112 | 15.5861 | 2.0132 | 2.0132 | 1.9483 | 16.1056 | 31.1721 | 56.3696 | 1099.3125 | 410.0436 | 0.088331
4061 | Pump | Fan Coil Loop Pump | P-1 | Heating 1 | 0.5 | [5 empty] | 0.5 | 0.75 | 0.75 | 0.7 | 0.373 |  | 0.5 | Galleria | 13.928571428571400 | 215.8929 | 195 | 161.9196 | 104.4643 | 86.3571 | 41.7857 | 5.3973 | 5.3973 | 5.2232 | 43.1786 | 83.5714 | 151.125 | 80.528 | 72.735 | 60.396 | 38.9652 | 32.2112 | 15.5861 | 2.0132 | 2.0132 | 1.9483 | 16.1056 | 31.1721 | 56.3696 | 1099.3125 | 410.0436 | 0.088331
4062 | Pump | Fan Coil Loop Pump | P-2 | Heating 1 | 0.5 | [5 empty] | 0.5 | 0.75 | 0.75 | 0.7 | 0.373 |  | 0.5 | Galleria | 13.928571428571400 | 215.8929 | 195 | 161.9196 | 104.4643 | 86.3571 | 41.7857 | 5.3973 | 5.3973 | 5.2232 | 43.1786 | 83.5714 | 151.125 | 80.528 | 72.735 | 60.396 | 38.9652 | 32.2112 | 15.5861 | 2.0132 | 2.0132 | 1.9483 | 16.1056 | 31.1721 | 56.3696 | 1099.3125 | 410.0436 | 0.088331
4063 | Ventilation | Supply Fan | FCU-1 | Uniform | 0.5 | [5 empty] | 0.5 | 0.75 | 0.75 | 0.7 | 0.373 |  | 1 | Occupied | 19.25 | 596.75 | 539 | 596.75 | 577.5 | 596.75 | 577.5 | 596.75 | 596.75 | 577.5 | 596.75 | 577.5 | 596.75 | 222.5877 | 201.047 | 222.5877 | 215.4075 | 222.5877 | 215.4075 | 222.5877 | 222.5877 | 215.4075 | 222.5877 | 215.4075 | 222.5877 | 7026.25 | 2620.7913 | 1.5033
4064 | Ventilation | Supply Fan | FCU-2 | Uniform | 0.5 | [5 empty] | 0.5 | 0.75 | 0.75 | 0.7 | 0.373 |  | 1 | Occupied | 19.25 | 596.75 | 539 | 596.75 | 577.5 | 596.75 | 577.5 | 596.75 | 596.75 | 577.5 | 596.75 | 577.5 | 596.75 | 222.5877 | 201.047 | 222.5877 | 215.4075 | 222.5877 | 215.4075 | 222.5877 | 222.5877 | 215.4075 | 222.5877 | 215.4075 | 222.5877 | 7026.25 | 2620.7913 | 1.5033
4065 | Ventilation | Supply Fan | FCU-3 | Uniform | 0.5 | [5 empty] | 0.5 | 0.75 | 0.75 | 0.7 | 0.373 |  | 1 | Occupied | 19.25 | 596.75 | 539 | 596.75 | 577.5 | 596.75 | 577.5 | 596.75 | 596.75 | 577.5 | 596.75 | 577.5 | 596.75 | 222.5877 | 201.047 | 222.5877 | 215.4075 | 222.5877 | 215.4075 | 222.5877 | 222.5877 | 215.4075 | 222.5877 | 215.4075 | 222.5877 | 7026.25 | 2620.7913 | 1.5033
4066 | Ventilation | Supply Fan | FCU-4 | Uniform | 0.5 | [5 empty] | 0.5 | 0.75 | 0.75 | 0.7 | 0.373 |  | 1 | Occupied | 19.25 | 596.75 | 539 | 596.75 | 577.5 | 596.75 | 577.5 | 596.75 | 596.75 | 577.5 | 596.75 | 577.5 | 596.75 | 222.5877 | 201.047 | 222.5877 | 215.4075 | 222.5877 | 215.4075 | 222.5877 | 222.5877 | 215.4075 | 222.5877 | 215.4075 | 222.5877 | 7026.25 | 2620.7913 | 1.5033
4067 | Ventilation | Supply Fan | FCU-5 | Uniform | 0.5 | [5 empty] | 0.5 | 0.75 | 0.75 | 0.7 | 0.373 |  | 1 | Occupied | 19.25 | 596.75 | 539 | 596.75 | 577.5 | 596.75 | 577.5 | 596.75 | 596.75 | 577.5 | 596.75 | 577.5 | 596.75 | 222.5877 | 201.047 | 222.5877 | 215.4075 | 222.5877 | 215.4075 | 222.5877 | 222.5877 | 215.4075 | 222.5877 | 215.4075 | 222.5877 | 7026.25 | 2620.7913 | 1.5033
4068 | Ventilation | Supply Fan | FCU-6 | Uniform | 0.5 | [5 empty] | 0.5 | 0.75 | 0.75 | 0.7 | 0.373 |  | 1 | Occupied | 19.25 | 596.75 | 539 | 596.75 | 577.5 | 596.75 | 577.5 | 596.75 | 596.75 | 577.5 | 596.75 | 577.5 | 596.75 | 222.5877 | 201.047 | 222.5877 | 215.4075 | 222.5877 | 215.4075 | 222.5877 | 222.5877 | 215.4075 | 222.5877 | 215.4075 | 222.5877 | 7026.25 | 2620.7913 | 1.5033
4069 | Ventilation | Supply Fan | FC 1 | Uniform | 0.5 | [5 empty] | 0.5 | 0.75 | 0.75 | 0.7 | 0.373 |  | 1 | Ventilation | 15.5 | 480.5 | 434 | 480.5 | 465 | 480.5 | 465 | 480.5 | 480.5 | 465 | 480.5 | 465 | 480.5 | 179.2265 | 161.882 | 179.2265 | 173.445 | 179.2265 | 173.445 | 179.2265 | 179.2265 | 173.445 | 179.2265 | 173.445 | 179.2265 | 5657.5 | 2110.2475 | 2.4899
4070 | Ventilation | Supply Fan | FC 5 | Uniform | 0.5 | [5 empty] | 0.5 | 0.75 | 0.75 | 0.7 | 0.373 |  | 1 | Ventilation | 15.5 | 480.5 | 434 | 480.5 | 465 | 480.5 | 465 | 480.5 | 480.5 | 465 | 480.5 | 465 | 480.5 | 179.2265 | 161.882 | 179.2265 | 173.445 | 179.2265 | 173.445 | 179.2265 | 179.2265 | 173.445 | 179.2265 | 173.445 | 179.2265 | 5657.5 | 2110.2475 | 2.4899
4071 | Ventilation | Supply Fan | FC 6 | Uniform | 0.5 | [5 empty] | 0.5 | 0.75 | 0.75 | 0.7 | 0.373 |  | 1 | Ventilation | 15.5 | 480.5 | 434 | 480.5 | 465 | 480.5 | 465 | 480.5 | 480.5 | 465 | 480.5 | 465 | 480.5 | 179.2265 | 161.882 | 179.2265 | 173.445 | 179.2265 | 173.445 | 179.2265 | 179.2265 | 173.445 | 179.2265 | 173.445 | 179.2265 | 5657.5 | 2110.2475 | 2.4899
4072 | Ventilation | Supply Fan | ERV-C1 | Uniform | 0.5 | [5 empty] | 0.5 | 0.75 | 0.75 | 0.7 | 0.373 |  | 1 | Ventilation | 15.5 | 480.5 | 434 | 480.5 | 465 | 480.5 | 465 | 480.5 | 480.5 | 465 | 480.5 | 465 | 480.5 | 179.2265 | 161.882 | 179.2265 | 173.445 | 179.2265 | 173.445 | 179.2265 | 179.2265 | 173.445 | 179.2265 | 173.445 | 179.2265 | 5657.5 | 2110.2475 | 2.4899
4073 | Ventilation | Exhaust Fan | EF-13 | Uniform | 0.5 | [5 empty] | 0.5 | 0.75 | 0.75 | 0.7 | 0.373 |  | 1 | L | 17.5 | 542.5 | 490 | 542.5 | 525 | 542.5 | 525 | 542.5 | 542.5 | 525 | 542.5 | 525 | 542.5 | 202.3525 | 182.77 | 202.3525 | 195.825 | 202.3525 | 195.825 | 202.3525 | 202.3525 | 195.825 | 202.3525 | 195.825 | 202.3525 | 6387.5 | 2382.5375 | 0.1665
4074 | Ventilation | EF | EF17 | Uniform | 0.5 | [5 empty] | 0.5 | 0.75 | 0.75 | 0.7 | 0.373 |  | 1 | Occupied | 16.75 | 519.25 | 469 | 519.25 | 502.5 | 519.25 | 502.5 | 519.25 | 519.25 | 502.5 | 519.25 | 502.5 | 519.25 | 193.6803 | 174.937 | 193.6803 | 187.4325 | 193.6803 | 187.4325 | 193.6803 | 193.6803 | 187.4325 | 193.6803 | 187.4325 | 193.6803 | 6113.75 | 2280.4288 | 0.24389
4075 | Ventilation | EF | EF17 | Uniform | 0.5 | [5 empty] | 0.5 | 0.75 | 0.75 | 0.7 | 0.373 |  | 1 | Occupied | 16.75 | 519.25 | 469 | 519.25 | 502.5 | 519.25 | 502.5 | 519.25 | 519.25 | 502.5 | 519.25 | 502.5 | 519.25 | 193.6803 | 174.937 | 193.6803 | 187.4325 | 193.6803 | 187.4325 | 193.6803 | 193.6803 | 187.4325 | 193.6803 | 187.4325 | 193.6803 | 6113.75 | 2280.4288 | 0.22158
4076 | AC system | DX Fan | RTU-2 | Cooling 1 | 0.5 | [5 empty] | 0.5 | 0.75 | 0.75 | 0.7 | 0.373 |  | 0.3 | RTU-2 | 10.928571428571400 | 0 | 0 | 0 | 19.6714 | 40.6543 | 9.8357 | 101.6357 | 101.6357 | 49.1786 | 0 | 0 | 0 | 0 | 0 | 0 | 7.3374 | 15.164 | 3.6687 | 37.9101 | 37.9101 | 18.3436 | 0 | 0 | 0 | 322.6114 | 120.3341 | 0.012049
4077 | Ventilation | Unit heaters | HW-Uhs | Heating 1 | 0.5 | [5 empty] | 0.5 | 0.75 | 0.75 | 0.7 | 0.373 |  | 0.3 | All Day | 24.0 | 223.2 | 161.28 | 133.92 | 108 | 66.96 | 0 | 0 | 0 | 0 | 89.28 | 129.6 | 200.88 | 83.2536 | 60.1574 | 49.9522 | 40.284 | 24.9761 | 0 | 0 | 0 | 0 | 33.3014 | 48.3408 | 74.9282 | 1113.12 | 415.1938 | 0.0028884
4078 | AC system | Condensor Fan | R-CU1 | Cooling 1 | 0.5 | [5 empty] | 0.5 | 0.75 | 0.75 | 0.7 | 0.746 |  | 0.35 | All Day | 24.0 | 0 | 0 | 0 | 12.6 | 130.2 | 252 | 260.4 | 260.4 | 126 | 13.02 | 0 | 0 | 0 | 0 | 0 | 9.3996 | 97.1292 | 187.992 | 194.2584 | 194.2584 | 93.996 | 9.7129 | 0 | 0 | 1054.62 | 786.7465 | 0.2569
4079 | AC system | Condenser fan | R-AHU6 | Cooling 1 | 0.5 | [5 empty] | 0.5 | 0.75 | 0.75 | 0.7 | 0.373 |  | 0.3 | All Day | 24.0 | 0 | 0 | 0 | 43.2 | 122.76 | 216 | 223.2 | 178.56 | 97.2 | 44.64 | 0 | 0 | 0 | 0 | 0 | 16.1136 | 45.7895 | 80.568 | 83.2536 | 66.6029 | 36.2556 | 16.6507 | 0 | 0 | 925.56 | 345.2339 | 0.16205
4080 | Pump | Pump | P-3 | Heating 1 | 0.5 | [5 empty] | 0.5 | 0.75 | 0.75 | 0.7 | 0.373 |  | 0.5 | All Day | 24.0 | 353.4 | 319.2 | 241.8 | 234 | 111.6 | 36 | 0 | 0 | 90 | 223.2 | 306 | 383.16 | 131.8182 | 119.0616 | 90.1914 | 87.282 | 41.6268 | 13.428 | 0 | 0 | 33.57 | 83.2536 | 114.138 | 142.9187 | 2298.36 | 857.2883 | 0.34246
4081 | Pump | Pump | P-4 | Heating 1 | 0.5 | [5 empty] | 0.5 | 0.75 | 0.75 | 0.7 | 0.373 |  | 0.5 | All Day | 24.0 | 353.4 | 319.2 | 241.8 | 234 | 111.6 | 36 | 0 | 0 | 90 | 223.2 | 306 | 383.16 | 131.8182 | 119.0616 | 90.1914 | 87.282 | 41.6268 | 13.428 | 0 | 0 | 33.57 | 83.2536 | 114.138 | 142.9187 | 2298.36 | 857.2883 | 0.34246
4082 | Ventilation | Supply Fan | FC-1 | University | 0.5 | [5 empty] | 0.5 | 0.75 | 0.75 | 0.7 | 0.373 |  | 1 | Occupied | 14.896428571428600 | 415.6104 | 417.1 | 461.7893 | 446.8929 | 415.6104 | 402.2036 | 369.4314 | 369.4314 | 446.8929 | 461.7893 | 446.8929 | 461.7893 | 155.0227 | 155.5783 | 172.2474 | 166.691 | 155.0227 | 150.0219 | 137.7979 | 137.7979 | 166.691 | 172.2474 | 166.691 | 172.2474 | 5115.4336 | 1908.0567 | 0.21158
4083 | Ventilation | Supply Fan | FC-2 | University | 0.5 | [5 empty] | 0.5 | 0.75 | 0.75 | 0.7 | 0.373 |  | 1 | Occupied | 14.896428571428600 | 415.6104 | 417.1 | 461.7893 | 446.8929 | 415.6104 | 402.2036 | 369.4314 | 369.4314 | 446.8929 | 461.7893 | 446.8929 | 461.7893 | 155.0227 | 155.5783 | 172.2474 | 166.691 | 155.0227 | 150.0219 | 137.7979 | 137.7979 | 166.691 | 172.2474 | 166.691 | 172.2474 | 5115.4336 | 1908.0567 | 0.21158
4084 | Ventilation | Supply Fan | FC-3 | University | 0.5 | [5 empty] | 0.5 | 0.75 | 0.75 | 0.7 | 0.373 |  | 1 | Occupied | 14.896428571428600 | 415.6104 | 417.1 | 461.7893 | 446.8929 | 415.6104 | 402.2036 | 369.4314 | 369.4314 | 446.8929 | 461.7893 | 446.8929 | 461.7893 | 155.0227 | 155.5783 | 172.2474 | 166.691 | 155.0227 | 150.0219 | 137.7979 | 137.7979 | 166.691 | 172.2474 | 166.691 | 172.2474 | 5115.4336 | 1908.0567 | 0.21158
4085 | Ventilation | Supply Fan | FC-4 | University | 0.5 | [5 empty] | 0.5 | 0.75 | 0.75 | 0.7 | 0.373 |  | 1 | Occupied | 14.896428571428600 | 415.6104 | 417.1 | 461.7893 | 446.8929 | 415.6104 | 402.2036 | 369.4314 | 369.4314 | 446.8929 | 461.7893 | 446.8929 | 461.7893 | 155.0227 | 155.5783 | 172.2474 | 166.691 | 155.0227 | 150.0219 | 137.7979 | 137.7979 | 166.691 | 172.2474 | 166.691 | 172.2474 | 5115.4336 | 1908.0567 | 0.21158
4086 | Ventilation | Supply Fan | FC-5 | University | 0.5 | [5 empty] | 0.5 | 0.75 | 0.75 | 0.7 | 0.373 |  | 1 | Occupied | 14.896428571428600 | 415.6104 | 417.1 | 461.7893 | 446.8929 | 415.6104 | 402.2036 | 369.4314 | 369.4314 | 446.8929 | 461.7893 | 446.8929 | 461.7893 | 155.0227 | 155.5783 | 172.2474 | 166.691 | 155.0227 | 150.0219 | 137.7979 | 137.7979 | 166.691 | 172.2474 | 166.691 | 172.2474 | 5115.4336 | 1908.0567 | 0.21158
4087 | Ventilation | Supply Fan | FC | University | 0.5 | [5 empty] | 0.5 | 0.75 | 0.75 | 0.7 | 0.373 |  | 1 | Occupied | 14.896428571428600 | 415.6104 | 417.1 | 461.7893 | 446.8929 | 415.6104 | 402.2036 | 369.4314 | 369.4314 | 446.8929 | 461.7893 | 446.8929 | 461.7893 | 155.0227 | 155.5783 | 172.2474 | 166.691 | 155.0227 | 150.0219 | 137.7979 | 137.7979 | 166.691 | 172.2474 | 166.691 | 172.2474 | 5115.4336 | 1908.0567 | 0.20646
4088 | Ventilation | Supply Fan | FC | University | 0.5 | [5 empty] | 0.5 | 0.75 | 0.75 | 0.7 | 0.373 |  | 1 | Occupied | 14.896428571428600 | 415.6104 | 417.1 | 461.7893 | 446.8929 | 415.6104 | 402.2036 | 369.4314 | 369.4314 | 446.8929 | 461.7893 | 446.8929 | 461.7893 | 155.0227 | 155.5783 | 172.2474 | 166.691 | 155.0227 | 150.0219 | 137.7979 | 137.7979 | 166.691 | 172.2474 | 166.691 | 172.2474 | 5115.4336 | 1908.0567 | 0.20646
4089 | Ventilation | Supply Fan | FC-3 | University | 0.5 | [5 empty] | 0.5 | 0.75 | 0.75 | 0.7 | 0.373 |  | 1 | Occupied | 14.896428571428600 | 415.6104 | 417.1 | 461.7893 | 446.8929 | 415.6104 | 402.2036 | 369.4314 | 369.4314 | 446.8929 | 461.7893 | 446.8929 | 461.7893 | 155.0227 | 155.5783 | 172.2474 | 166.691 | 155.0227 | 150.0219 | 137.7979 | 137.7979 | 166.691 | 172.2474 | 166.691 | 172.2474 | 5115.4336 | 1908.0567 | 0.20646
4090 | Ventilation | Supply Fan | FC-4 | University | 0.5 | [5 empty] | 0.5 | 0.75 | 0.75 | 0.7 | 0.373 |  | 1 | Occupied | 14.896428571428600 | 415.6104 | 417.1 | 461.7893 | 446.8929 | 415.6104 | 402.2036 | 369.4314 | 369.4314 | 446.8929 | 461.7893 | 446.8929 | 461.7893 | 155.0227 | 155.5783 | 172.2474 | 166.691 | 155.0227 | 150.0219 | 137.7979 | 137.7979 | 166.691 | 172.2474 | 166.691 | 172.2474 | 5115.4336 | 1908.0567 | 0.20646
4091 | Ventilation | Supply Fan | FC-5 | University | 0.5 | [5 empty] | 0.5 | 0.75 | 0.75 | 0.7 | 0.373 |  | 1 | Occupied | 14.896428571428600 | 415.6104 | 417.1 | 461.7893 | 446.8929 | 415.6104 | 402.2036 | 369.4314 | 369.4314 | 446.8929 | 461.7893 | 446.8929 | 461.7893 | 155.0227 | 155.5783 | 172.2474 | 166.691 | 155.0227 | 150.0219 | 137.7979 | 137.7979 | 166.691 | 172.2474 | 166.691 | 172.2474 | 5115.4336 | 1908.0567 | 0.20646
4092 | Ventilation | Exhaust Fan |  | Uniform | 0.5 | [5 empty] | 0.5 | 0.75 | 0.75 | 0.7 | 0.373 |  | 0.0025 | 2hrs | 2.0 | 0.155 | 0.14 | 0.155 | 0.15 | 0.155 | 0.15 | 0.155 | 0.155 | 0.15 | 0.155 | 0.15 | 0.155 | 0.057815 | 0.05222 | 0.057815 | 0.05595 | 0.057815 | 0.05595 | 0.057815 | 0.057815 | 0.05595 | 0.057815 | 0.05595 | 0.057815 | 1.825 | 0.68073 | 0.0001174
4093 | Ventilation | FCU Fan | FC-1 | FCU | 0.5 | [5 empty] | 0.5 | 0.75 | 0.75 | 0.7 | 0.373 |  | 0.75 | Amenity FC | 18.0 | 418.5 | 340.2 | 167.4 | 40.5 | 167.4 | 202.5 | 418.5 | 418.5 | 283.5 | 251.1 | 364.5 | 418.5 | 156.1005 | 126.8946 | 62.4402 | 15.1065 | 62.4402 | 75.5325 | 156.1005 | 156.1005 | 105.7455 | 93.6603 | 135.9585 | 156.1005 | 3491.1 | 1302.1803 | 0.23428
4094 | Ventilation | FCU Fan | FC-2 | FCU | 0.5 | [5 empty] | 0.5 | 0.75 | 0.75 | 0.7 | 0.373 |  | 0.75 | Amenity FC | 18.0 | 418.5 | 340.2 | 167.4 | 40.5 | 167.4 | 202.5 | 418.5 | 418.5 | 283.5 | 251.1 | 364.5 | 418.5 | 156.1005 | 126.8946 | 62.4402 | 15.1065 | 62.4402 | 75.5325 | 156.1005 | 156.1005 | 105.7455 | 93.6603 | 135.9585 | 156.1005 | 3491.1 | 1302.1803 | 0.23428
4095 | Ventilation | FCU Fan | FC-3 | FCU | 0.5 | [5 empty] | 0.5 | 0.75 | 0.75 | 0.7 | 0.373 |  | 0.75 | Amenity FC | 18.0 | 418.5 | 340.2 | 167.4 | 40.5 | 167.4 | 202.5 | 418.5 | 418.5 | 283.5 | 251.1 | 364.5 | 418.5 | 156.1005 | 126.8946 | 62.4402 | 15.1065 | 62.4402 | 75.5325 | 156.1005 | 156.1005 | 105.7455 | 93.6603 | 135.9585 | 156.1005 | 3491.1 | 1302.1803 | 0.23428
4096 | Ventilation | FCU Fan | FC-5.1 | FCU | 0.5 | [5 empty] | 0.5 | 0.75 | 0.75 | 0.7 | 0.373 |  | 0.75 | Amenity FC | 18.0 | 418.5 | 340.2 | 167.4 | 40.5 | 167.4 | 202.5 | 418.5 | 418.5 | 283.5 | 251.1 | 364.5 | 418.5 | 156.1005 | 126.8946 | 62.4402 | 15.1065 | 62.4402 | 75.5325 | 156.1005 | 156.1005 | 105.7455 | 93.6603 | 135.9585 | 156.1005 | 3491.1 | 1302.1803 | 0.23428
4097 | Ventilation | FCU Fan | FC-5.2 | FCU | 0.5 | [5 empty] | 0.5 | 0.75 | 0.75 | 0.7 | 0.373 |  | 0.75 | Amenity FC | 18.0 | 418.5 | 340.2 | 167.4 | 40.5 | 167.4 | 202.5 | 418.5 | 418.5 | 283.5 | 251.1 | 364.5 | 418.5 | 156.1005 | 126.8946 | 62.4402 | 15.1065 | 62.4402 | 75.5325 | 156.1005 | 156.1005 | 105.7455 | 93.6603 | 135.9585 | 156.1005 | 3491.1 | 1302.1803 | 0.23428
4098 | Ventilation | FCU Fan | FC-6.1 | FCU | 0.5 | [5 empty] | 0.5 | 0.75 | 0.75 | 0.7 | 0.373 |  | 0.75 | Amenity FC | 18.0 | 418.5 | 340.2 | 167.4 | 40.5 | 167.4 | 202.5 | 418.5 | 418.5 | 283.5 | 251.1 | 364.5 | 418.5 | 156.1005 | 126.8946 | 62.4402 | 15.1065 | 62.4402 | 75.5325 | 156.1005 | 156.1005 | 105.7455 | 93.6603 | 135.9585 | 156.1005 | 3491.1 | 1302.1803 | 0.23428
4099 | Ventilation | Supply Fan | AC-4 | Uniform | 0.5 | [5 empty] | 0.5 | 0.75 | 0.75 | 0.7 | 0.373 |  | 1 | ACs | 15.5 | 480.5 | 390.6 | 480.5 | 465 | 432.45 | 186 | 96.1 | 48.05 | 279 | 480.5 | 465 | 480.5 | 179.2265 | 145.6938 | 179.2265 | 173.445 | 161.3039 | 69.378 | 35.8453 | 17.9227 | 104.067 | 179.2265 | 173.445 | 179.2265 | 4284.2 | 1598.0066 | 0.69414
4100 | Ventilation | Supply Fan | AC-5 | Uniform | 0.5 | [5 empty] | 0.5 | 0.75 | 0.75 | 0.7 | 0.373 |  | 1 | ACs | 15.5 | 480.5 | 390.6 | 480.5 | 465 | 432.45 | 186 | 96.1 | 48.05 | 279 | 480.5 | 465 | 480.5 | 179.2265 | 145.6938 | 179.2265 | 173.445 | 161.3039 | 69.378 | 35.8453 | 17.9227 | 104.067 | 179.2265 | 173.445 | 179.2265 | 4284.2 | 1598.0066 | 0.69414
4101 | Pump | Pump | P6 | Heating 1 | 0.5 | [5 empty] | 0.5 | 0.75 | 0.75 | 0.7 | 0.373 |  | 1 | Heating | 9.242857142857140 | 286.5286 | 194.1 | 175.4311 | 166.3714 | 85.9586 | 55.4571 | 28.6529 | 28.6529 | 27.7286 | 101.3661 | 135.7261 | 286.5286 | 106.8752 | 72.3993 | 65.4358 | 62.0565 | 32.0625 | 20.6855 | 10.6875 | 10.6875 | 10.3428 | 37.8096 | 50.6258 | 106.8752 | 1572.5019 | 586.5432 | 0.070169
4102 | Pump | Pump | P6 | Heating 1 | 0.5 | [5 empty] | 0.5 | 0.75 | 0.75 | 0.7 | 0.373 |  | 1 | Heating | 9.242857142857140 | 286.5286 | 194.1 | 175.4311 | 166.3714 | 85.9586 | 55.4571 | 28.6529 | 28.6529 | 27.7286 | 101.3661 | 135.7261 | 286.5286 | 106.8752 | 72.3993 | 65.4358 | 62.0565 | 32.0625 | 20.6855 | 10.6875 | 10.6875 | 10.3428 | 37.8096 | 50.6258 | 106.8752 | 1572.5019 | 586.5432 | 0.070169
4103 | Pump | Geothermal Backup Heating Pump | PDHW-1 | Heating 2 | 0.5 | [5 empty] | 0.5 | 0.75 | 0.75 | 0.7 | 0.373 |  | 0.05 | All Day | 24.0 | 33.48 | 33.6 | 13.02 | 3.168 | 0.8556 | 0 | 0 | 0 | 1.8 | 2.604 | 21.6 | 23.064 | 12.488 | 12.5328 | 4.8565 | 1.1817 | 0.31914 | 0 | 0 | 0 | 0.6714 | 0.97129 | 8.0568 | 8.6029 | 133.1916 | 49.6805 | 0.024223
4104 | AC system | Compressor Fan | AC-1 | Cooling 1 | 0.5 | [5 empty] | 0.5 | 0.75 | 0.75 | 0.7 | 0.373 |  | 0.2 | Occupied | 12.0 | 0 | 0 | 0 | 3.6 | 29.76 | 57.6 | 74.4 | 74.4 | 36 | 3.72 | 0 | 0 | 0 | 0 | 0 | 1.3428 | 11.1005 | 21.4848 | 27.7512 | 27.7512 | 13.428 | 1.3876 | 0 | 0 | 279.48 | 104.246 | 0.038945
4105 | AC system | Compressor Fan | AC-3 | Cooling 1 | 0.5 | [5 empty] | 0.5 | 0.75 | 0.75 | 0.7 | 0.746 |  | 0.2 | Occupied | 12.0 | 0 | 0 | 0 | 3.6 | 29.76 | 57.6 | 74.4 | 74.4 | 36 | 3.72 | 0 | 0 | 0 | 0 | 0 | 2.6856 | 22.201 | 42.9696 | 55.5024 | 55.5024 | 26.856 | 2.7751 | 0 | 0 | 279.48 | 208.4921 | 0.077891
4106 | AC system | Compressor Fan | R-AHU1 | Cooling 1 | 0.5 | [5 empty] | 0.5 | 0.75 | 0.75 | 0.7 | 0.373 |  | 0.2 | All Day | 24.0 | 0 | 0 | 0 | 7.2 | 59.52 | 115.2 | 148.8 | 148.8 | 72 | 7.44 | 0 | 0 | 0 | 0 | 0 | 2.6856 | 22.201 | 42.9696 | 55.5024 | 55.5024 | 26.856 | 2.7751 | 0 | 0 | 558.96 | 208.4921 | 0.077891
4107 | Ventilation | FCU w Heat | UH1 | Heating 1 | 0.5 | [5 empty] | 0.5 | 0.75 | 0.75 | 0.7 | 0.373 |  | 0.5 | Occupied | 16.75 | 246.6438 | 222.775 | 181.7375 | 150.75 | 77.8875 | 25.125 | 25.9625 | 20.77 | 75.375 | 181.7375 | 213.5625 | 259.625 | 91.9981 | 83.0951 | 67.7881 | 56.2298 | 29.052 | 9.3716 | 9.684 | 7.7472 | 28.1149 | 67.7881 | 79.6588 | 96.8401 | 1681.9513 | 627.3678 | 0.060958
4108 | Ventilation | Exhaust Fan | EF-21 | Uniform | 0.5 | [5 empty] | 0.5 | 0.75 | 0.75 | 0.7 | 0.373 |  | 1 | 13.071428571428600 | 13.071428571428600 | 405.2143 | 366 | 405.2143 | 392.1429 | 405.2143 | 392.1429 | 405.2143 | 405.2143 | 392.1429 | 405.2143 | 392.1429 | 405.2143 | 151.1449 | 136.518 | 151.1449 | 146.2693 | 151.1449 | 146.2693 | 151.1449 | 151.1449 | 146.2693 | 151.1449 | 146.2693 | 151.1449 | 4771.0714 | 1779.6096 | 0.52017
4109 | Ventilation | Transfer Fan | TF-1 | Uniform | 0.5 | [5 empty] | 0.5 | 0.75 | 0.75 | 0.7 | 0.373 |  | 1 | 13.071428571428600 | 13.071428571428600 | 405.2143 | 366 | 405.2143 | 392.1429 | 405.2143 | 392.1429 | 405.2143 | 405.2143 | 392.1429 | 405.2143 | 392.1429 | 405.2143 | 151.1449 | 136.518 | 151.1449 | 146.2693 | 151.1449 | 146.2693 | 151.1449 | 151.1449 | 146.2693 | 151.1449 | 146.2693 | 151.1449 | 4771.0714 | 1779.6096 | 0.52017
4110 | Ventilation | MUA | MUA-1 | Heating 1 | 0.5 | [5 empty] | 0.5 | 0.75 | 0.75 | 0.7 | 0.373 |  | 0.3 | All Day | 24.0 | 223.2 | 201.6 | 167.4 | 108 | 89.28 | 43.2 | 5.58 | 5.58 | 5.4 | 133.92 | 151.2 | 156.24 | 83.2536 | 75.1968 | 62.4402 | 40.284 | 33.3014 | 16.1136 | 2.0813 | 2.0813 | 2.0142 | 49.9522 | 56.3976 | 58.2775 | 1290.6 | 481.3938 | 3.4553
4111 | Ventilation | Supply Fan | RTHP-1 | Seasonal Ventilation | 0.5 | [5 empty] | 0.5 | 0.75 | 0.75 | 0.7 | 0.373 |  | 1 | All Day | 24.0 | 148.8 | 134.4 | 148.8 | 360 | 669.6 | 720 | 744 | 744 | 720 | 669.6 | 648 | 223.2 | 55.5024 | 50.1312 | 55.5024 | 134.28 | 249.7608 | 268.56 | 277.512 | 277.512 | 268.56 | 249.7608 | 241.704 | 83.2536 | 5930.4 | 2212.0392 | 1.4692
4112 | Ventilation | Return Fan | AHU-1 | Uniform | 0.5 | [5 empty] | 0.5 | 0.75 | 0.75 | 0.7 | 0.373 |  | 1 | Stores AHU-1 | 10.928571428571400 | 338.7857 | 306 | 338.7857 | 327.8571 | 338.7857 | 327.8571 | 338.7857 | 338.7857 | 327.8571 | 338.7857 | 327.8571 | 338.7857 | 126.3671 | 114.138 | 126.3671 | 122.2907 | 126.3671 | 122.2907 | 126.3671 | 126.3671 | 122.2907 | 126.3671 | 122.2907 | 126.3671 | 3988.9286 | 1487.8704 | 0.010351
4113 | Ventilation | Supply Fan | A-30 | Uniform | 0.5 | [5 empty] | 0.5 | 0.75 | 0.75 | 0.7 | 0.373 |  | 0.25 | Occupied | 9.428571428571430 | 73.0714 | 66 | 73.0714 | 70.7143 | 73.0714 | 70.7143 | 73.0714 | 73.0714 | 70.7143 | 73.0714 | 70.7143 | 73.0714 | 27.2556 | 24.618 | 27.2556 | 26.3764 | 27.2556 | 26.3764 | 27.2556 | 27.2556 | 26.3764 | 27.2556 | 26.3764 | 27.2556 | 860.3571 | 320.9132 | 0.84716
4114 | Ventilation | RTU-1 ID Blower | RTU-1 | Uniform | 0.5 | [5 empty] | 0.5 | 0.75 | 0.75 | 0.7 | 0.373 |  | 0.5 | Occupied | 8.571428571428570 | 132.8571 | 120 | 132.8571 | 128.5714 | 132.8571 | 128.5714 | 132.8571 | 132.8571 | 128.5714 | 132.8571 | 128.5714 | 132.8571 | 49.5557 | 44.76 | 49.5557 | 47.9571 | 49.5557 | 47.9571 | 49.5557 | 49.5557 | 47.9571 | 49.5557 | 47.9571 | 49.5557 | 1564.2857 | 583.4786 | 0.16915
4115 | Ventilation | RTU-2 ID Blower | RTU-2 | Uniform | 0.5 | [5 empty] | 0.5 | 0.75 | 0.75 | 0.7 | 0.373 |  | 0.5 | Occupied | 8.571428571428570 | 132.8571 | 120 | 132.8571 | 128.5714 | 132.8571 | 128.5714 | 132.8571 | 132.8571 | 128.5714 | 132.8571 | 128.5714 | 132.8571 | 49.5557 | 44.76 | 49.5557 | 47.9571 | 49.5557 | 47.9571 | 49.5557 | 49.5557 | 47.9571 | 49.5557 | 47.9571 | 49.5557 | 1564.2857 | 583.4786 | 0.16915
4116 | Ventilation | Supply Fan | RTU09 | Uniform | 0.5 | [5 empty] | 0.5 | 0.75 | 0.75 | 0.7 | 0.373 |  | 1 |  | 12.142857142857100 | 376.4286 | 340 | 376.4286 | 364.2857 | 376.4286 | 364.2857 | 376.4286 | 376.4286 | 364.2857 | 376.4286 | 364.2857 | 376.4286 | 140.4079 | 126.82 | 140.4079 | 135.8786 | 140.4079 | 135.8786 | 140.4079 | 140.4079 | 135.8786 | 140.4079 | 135.8786 | 140.4079 | 4432.1429 | 1653.1893 | 0.55139
4117 | Ventilation | Exhaust Fan | EF-19 | Uniform | 0.5 | [5 empty] | 0.5 | 0.75 | 0.75 | 0.7 | 0.373 |  | 1 | B | 8.571428571428570 | 265.7143 | 240 | 265.7143 | 257.1429 | 265.7143 | 257.1429 | 265.7143 | 265.7143 | 257.1429 | 265.7143 | 257.1429 | 265.7143 | 99.1114 | 89.52 | 99.1114 | 95.9143 | 99.1114 | 95.9143 | 99.1114 | 99.1114 | 95.9143 | 99.1114 | 95.9143 | 99.1114 | 3128.5714 | 1166.9571 | 0.081551
4118 | Ventilation | Supply Fan | SF-8 | Uniform | 0.5 | [5 empty] | 0.5 | 0.75 | 0.75 | 0.7 | 0.373 |  | 1 | B | 8.571428571428570 | 265.7143 | 240 | 265.7143 | 257.1429 | 265.7143 | 257.1429 | 265.7143 | 265.7143 | 257.1429 | 265.7143 | 257.1429 | 265.7143 | 99.1114 | 89.52 | 99.1114 | 95.9143 | 99.1114 | 95.9143 | 99.1114 | 99.1114 | 95.9143 | 99.1114 | 95.9143 | 99.1114 | 3128.5714 | 1166.9571 | 0.081551
4119 | Ventilation | Fan Coil Unit | FC-15 | School Year | 0.5 |  | 1 |  |  |  | 0.5 | 0.75 | 0.75 | 0.67 | 0.373 |  | 1 | AHU-1 (from Audit) | 7.857142857142860 | 219.2143 | 220 | 194.8571 | 212.1429 | 170.5 | 212.1429 | 109.6071 | 109.6071 | 212.1429 | 243.5714 | 235.7143 | 243.5714 | 81.7669 | 82.06 | 72.6817 | 79.1293 | 63.5965 | 79.1293 | 40.8835 | 40.8835 | 79.1293 | 90.8521 | 87.9214 | 90.8521 | 2383.0714 | 888.8856 | 1.3829
4120 | Pump | Heat Pump Transfer Pump | PTP-1 | Heat Pump | 0.5 | [5 empty] | 0.5 | 0.75 | 0.75 | 0.7 | 0.373 |  | 1 | All Day | 24.0 | 744 | 672 | 520.8 | 432 | 186 | 144 | 223.2 | 223.2 | 288 | 334.8 | 468 | 669.6 | 277.512 | 250.656 | 194.2584 | 161.136 | 69.378 | 53.712 | 83.2536 | 83.2536 | 107.424 | 124.8804 | 174.564 | 249.7608 | 4905.6 | 1829.7888 | 0.89216
4121 | Pump | Heat Pump Transfer Pump | PTP-2 | Heat Pump | 0.5 | [5 empty] | 0.5 | 0.75 | 0.75 | 0.7 | 0.373 |  | 1 | All Day | 24.0 | 744 | 672 | 520.8 | 432 | 186 | 144 | 223.2 | 223.2 | 288 | 334.8 | 468 | 669.6 | 277.512 | 250.656 | 194.2584 | 161.136 | 69.378 | 53.712 | 83.2536 | 83.2536 | 107.424 | 124.8804 | 174.564 | 249.7608 | 4905.6 | 1829.7888 | 0.89216
4122 | Pump | CHW Pump | P-202 | Cooling 1 | 0.5 | [5 empty] | 0.5 | 0.75 | 0.75 | 0.7 | 0.373 |  | 1 | All Day | 24.0 | 0 | 0 | 0 | 144 | 446.4 | 576 | 744 | 744 | 504 | 74.4 | 0 | 0 | 0 | 0 | 0 | 53.712 | 166.5072 | 214.848 | 277.512 | 277.512 | 187.992 | 27.7512 | 0 | 0 | 3232.8 | 1205.8344 | 0.024132
4123 | Pump | CHW Pump | P-206 | Cooling 1 | 0.5 | [5 empty] | 0.5 | 0.75 | 0.75 | 0.7 | 0.373 |  | 1 | All Day | 24.0 | 0 | 0 | 0 | 144 | 446.4 | 576 | 744 | 744 | 504 | 74.4 | 0 | 0 | 0 | 0 | 0 | 53.712 | 166.5072 | 214.848 | 277.512 | 277.512 | 187.992 | 27.7512 | 0 | 0 | 3232.8 | 1205.8344 | 0.024132
4124 | Pump | CHW Pump | P-306 | Cooling 1 | 0.5 | [5 empty] | 0.5 | 0.75 | 0.75 | 0.7 | 0.373 |  | 1 | All Day | 24.0 | 0 | 0 | 0 | 144 | 446.4 | 576 | 744 | 744 | 504 | 74.4 | 0 | 0 | 0 | 0 | 0 | 53.712 | 166.5072 | 214.848 | 277.512 | 277.512 | 187.992 | 27.7512 | 0 | 0 | 3232.8 | 1205.8344 | 0.024132
4125 | Ventilation | Supply Fan |  | Heating 1 | 0.5 | [5 empty] | 0.5 | 0.75 | 0.75 | 0.7 | 0.373 |  | 0.5 | All Day | 24.0 | 372 | 285.6 | 204.6 | 162 | 74.4 | 54 | 37.2 | 37.2 | 54 | 111.6 | 216 | 334.8 | 138.756 | 106.5288 | 76.3158 | 60.426 | 27.7512 | 20.142 | 13.8756 | 13.8756 | 20.142 | 41.6268 | 80.568 | 124.8804 | 1943.4 | 724.8882 | 0.10472
4126 | Ventilation | Supply Fan |  | Heating 1 | 0.5 | [5 empty] | 0.5 | 0.75 | 0.75 | 0.7 | 0.373 |  | 0.5 | All Day | 24.0 | 372 | 285.6 | 204.6 | 162 | 74.4 | 54 | 37.2 | 37.2 | 54 | 111.6 | 216 | 334.8 | 138.756 | 106.5288 | 76.3158 | 60.426 | 27.7512 | 20.142 | 13.8756 | 13.8756 | 20.142 | 41.6268 | 80.568 | 124.8804 | 1943.4 | 724.8882 | 0.10472
4127 | Ventilation | Furnace Fan |  | Heating 1 | 0.5 | [5 empty] | 0.5 | 0.75 | 0.75 | 0.7 | 0.373 |  | 0.5 | RTU | 18.0 | 265.05 | 239.4 | 237.15 | 108 | 27.9 | 0 | 0 | 0 | 40.5 | 167.4 | 202.5 | 279 | 98.8637 | 89.2962 | 88.457 | 40.284 | 10.4067 | 0 | 0 | 0 | 15.1065 | 62.4402 | 75.5325 | 104.067 | 1566.9 | 584.4537 | 0.33747
4128 | Ventilation | Frunace Fan |  | Heating 1 | 0.5 | [5 empty] | 0.5 | 0.75 | 0.75 | 0.7 | 0.373 |  | 0.5 | RTU | 18.0 | 265.05 | 239.4 | 237.15 | 108 | 27.9 | 0 | 0 | 0 | 40.5 | 167.4 | 202.5 | 279 | 98.8637 | 89.2962 | 88.457 | 40.284 | 10.4067 | 0 | 0 | 0 | 15.1065 | 62.4402 | 75.5325 | 104.067 | 1566.9 | 584.4537 | 0.33747
4129 | Fan Coil | Unit Heater Supply Fan | UH-01 | Heating 2 | 0.5 | [5 empty] | 0.5 | 0.75 | 0.75 | 0.7 | 0.373 |  | 0.5 | All Day | 24.0 | 372 | 285.6 | 241.8 | 144 | 93 | 0 | 0 | 0 | 0 | 0 | 252 | 372 | 138.756 | 106.5288 | 90.1914 | 53.712 | 34.689 | 0 | 0 | 0 | 0 | 0 | 93.996 | 138.756 | 1760.4 | 656.6292 | 0.033723
4130 | Ventilation | Exhaust Fan |  | Pool | 0.5 | [5 empty] | 0.5 | 0.75 | 0.75 | 0.7 | 0.373 |  | 1 | EF | 12.0 | 0 | 0 | 0 | 0 | 74.4 | 360 | 372 | 372 | 72 | 0 | 0 | 0 | 0 | 0 | 0 | 0 | 27.7512 | 134.28 | 138.756 | 138.756 | 26.856 | 0 | 0 | 0 | 1250.4 | 466.3992 | 1.4034
4131 | Ventilation | Exhaust Fan |  | Pool | 0.5 | [5 empty] | 0.5 | 0.75 | 0.75 | 0.7 | 0.373 |  | 1 | EF | 12.0 | 0 | 0 | 0 | 0 | 74.4 | 360 | 372 | 372 | 72 | 0 | 0 | 0 | 0 | 0 | 0 | 0 | 27.7512 | 134.28 | 138.756 | 138.756 | 26.856 | 0 | 0 | 0 | 1250.4 | 466.3992 | 1.4034
4132 | Pump | Pump |  | Pool | 0.5 | [5 empty] | 0.5 | 0.75 | 0.75 | 0.7 | 0.373 |  | 1 | All Day | 24.0 | 0 | 0 | 0 | 0 | 148.8 | 720 | 744 | 744 | 144 | 0 | 0 | 0 | 0 | 0 | 0 | 0 | 55.5024 | 268.56 | 277.512 | 277.512 | 53.712 | 0 | 0 | 0 | 2500.8 | 932.7984 | 2.8068
4133 | Pump | Pump |  | Pool | 0.5 | [5 empty] | 0.5 | 0.75 | 0.75 | 0.7 | 0.373 |  | 1 | All Day | 24.0 | 0 | 0 | 0 | 0 | 148.8 | 720 | 744 | 744 | 144 | 0 | 0 | 0 | 0 | 0 | 0 | 0 | 55.5024 | 268.56 | 277.512 | 277.512 | 53.712 | 0 | 0 | 0 | 2500.8 | 932.7984 | 2.8068
4134 | Ventilation | Exhaust Fan | EF-19 | Uniform | 0.5 | [5 empty] | 0.5 | 0.75 | 0.75 | 0.7 | 0.373 |  | 0.33 | 24/7 | 24.0 | 245.52 | 221.76 | 245.52 | 237.6 | 245.52 | 237.6 | 245.52 | 245.52 | 237.6 | 245.52 | 237.6 | 245.52 | 91.579 | 82.7165 | 91.579 | 88.6248 | 91.579 | 88.6248 | 91.579 | 91.579 | 88.6248 | 91.579 | 88.6248 | 91.579 | 2890.8 | 1078.2684 | 0.10796
4135 | Heat pump | Blower | HPWA-01 | Heat Pump | 0.5 | [5 empty] | 0.5 | 0.75 | 0.75 | 0.7 | 0.373 |  | 1 | All Day | 24.0 | 669.6 | 470.4 | 446.4 | 432 | 372 | 504 | 520.8 | 520.8 | 504 | 669.6 | 720 | 744 | 249.7608 | 175.4592 | 166.5072 | 161.136 | 138.756 | 187.992 | 194.2584 | 194.2584 | 187.992 | 249.7608 | 268.56 | 277.512 | 6573.6 | 2451.9528 | 0.40781
4136 | AC system | Compressor Fan | R-CU-4 | Cooling 1 | 0.5 | [5 empty] | 0.5 | 0.75 | 0.75 | 0.7 | 0.746 |  | 0.25 | All Day | 24.0 | 0 | 0 | 0 | 9 | 74.4 | 144 | 186 | 186 | 90 | 9.3 | 0 | 0 | 0 | 0 | 0 | 6.714 | 55.5024 | 107.424 | 138.756 | 138.756 | 67.14 | 6.9378 | 0 | 0 | 698.7 | 521.2302 | 0.19473
4137 | AC system | Compressor Fan | R-CU-5 | Cooling 1 | 0.5 | [5 empty] | 0.5 | 0.75 | 0.75 | 0.7 | 0.746 |  | 0.25 | All Day | 24.0 | 0 | 0 | 0 | 9 | 74.4 | 144 | 186 | 186 | 90 | 9.3 | 0 | 0 | 0 | 0 | 0 | 6.714 | 55.5024 | 107.424 | 138.756 | 138.756 | 67.14 | 6.9378 | 0 | 0 | 698.7 | 521.2302 | 0.19473
4138 | Ventilation | Supply Fan | AHU-1 | Uniform | 0.5 | [5 empty] | 0.5 | 0.75 | 0.75 | 0.7 | 0.373 |  | 1 | All Day | 24.0 | 744 | 604.8 | 744 | 720 | 669.6 | 288 | 148.8 | 74.4 | 432 | 744 | 720 | 744 | 277.512 | 225.5904 | 277.512 | 268.56 | 249.7608 | 107.424 | 55.5024 | 27.7512 | 161.136 | 277.512 | 268.56 | 277.512 | 6633.6 | 2474.3328 | 1.0748
4139 | Ventilation | Supply Fan | AHU-4 | Uniform | 0.5 | [5 empty] | 0.5 | 0.75 | 0.75 | 0.7 | 0.373 |  | 1 | All Day | 24.0 | 744 | 604.8 | 744 | 720 | 669.6 | 288 | 148.8 | 74.4 | 432 | 744 | 720 | 744 | 277.512 | 225.5904 | 277.512 | 268.56 | 249.7608 | 107.424 | 55.5024 | 27.7512 | 161.136 | 277.512 | 268.56 | 277.512 | 6633.6 | 2474.3328 | 1.0748
4140 | Ventilation | Supply Fan | AHU-9 | Uniform | 0.5 | [5 empty] | 0.5 | 0.75 | 0.75 | 0.7 | 0.373 |  | 1 | All Day | 24.0 | 744 | 604.8 | 744 | 720 | 669.6 | 288 | 148.8 | 74.4 | 432 | 744 | 720 | 744 | 277.512 | 225.5904 | 277.512 | 268.56 | 249.7608 | 107.424 | 55.5024 | 27.7512 | 161.136 | 277.512 | 268.56 | 277.512 | 6633.6 | 2474.3328 | 1.0748
4141 | Heat pump | Blower for HP Air to Water | HP-15 | Heat Pump | 0.5 | [5 empty] | 0.5 | 0.75 | 0.75 | 0.7 | 0.373 |  | 0.4 | All Day | 24.0 | 193.44 | 215.04 | 178.56 | 172.8 | 193.44 | 230.4 | 267.84 | 297.6 | 230.4 | 163.68 | 158.4 | 208.32 | 72.1531 | 80.2099 | 66.6029 | 64.4544 | 72.1531 | 85.9392 | 99.9043 | 111.0048 | 85.9392 | 61.0526 | 59.0832 | 77.7034 | 2509.92 | 936.2002 | 0.017724
4142 | Heat pump | Blower for HP Air to Water | HP-16 | Heat Pump | 0.5 | [5 empty] | 0.5 | 0.75 | 0.75 | 0.7 | 0.373 |  | 0.4 | All Day | 24.0 | 193.44 | 215.04 | 178.56 | 172.8 | 193.44 | 230.4 | 267.84 | 297.6 | 230.4 | 163.68 | 158.4 | 208.32 | 72.1531 | 80.2099 | 66.6029 | 64.4544 | 72.1531 | 85.9392 | 99.9043 | 111.0048 | 85.9392 | 61.0526 | 59.0832 | 77.7034 | 2509.92 | 936.2002 | 0.017724
4143 | Ventilation | Exhaust Fan |  | Cooling 1 | 0.5 | [5 empty] | 0.5 | 0.75 | 0.75 | 0.7 | 0.373 |  | 0.003 | All Day | 24.0 | 0 | 0 | 0 | 0 | 1.116 | 2.16 | 2.232 | 2.232 | 1.08 | 0 | 0 | 0 | 0 | 0 | 0 | 0 | 0.41627 | 0.80568 | 0.83254 | 0.83254 | 0.40284 | 0 | 0 | 0 | 8.82 | 3.2899 | 0.00056739
4144 | AC system | Fan | RTU-2 | Cooling 1 | 0.5 | [5 empty] | 0.5 | 0.75 | 0.75 | 0.7 | 0.373 |  | 0.2 | RTUs, AH-1 and HPs | 16.928571428571400 | 0 | 0 | 0 | 50.7857 | 0 | 30.4714 | 104.9571 | 94.4614 | 50.7857 | 0 | 0 | 0 | 0 | 0 | 0 | 18.9431 | 0 | 11.3658 | 39.149 | 35.2341 | 18.9431 | 0 | 0 | 0 | 331.4614 | 123.6351 | 0.091867
4145 | AC system | Fan | RTU-3 | Cooling 1 | 0.5 | [5 empty] | 0.5 | 0.75 | 0.75 | 0.7 | 0.373 |  | 0.2 | RTUs, AH-1 and HPs | 16.928571428571400 | 0 | 0 | 0 | 50.7857 | 0 | 30.4714 | 104.9571 | 94.4614 | 50.7857 | 0 | 0 | 0 | 0 | 0 | 0 | 18.9431 | 0 | 11.3658 | 39.149 | 35.2341 | 18.9431 | 0 | 0 | 0 | 331.4614 | 123.6351 | 0.091867
4146 | AC system | Fan | RTU-14 | Cooling 1 | 0.5 | [5 empty] | 0.5 | 0.75 | 0.75 | 0.7 | 0.373 |  | 0.2 | RTUs, AH-1 and HPs | 16.928571428571400 | 0 | 0 | 0 | 50.7857 | 0 | 30.4714 | 104.9571 | 94.4614 | 50.7857 | 0 | 0 | 0 | 0 | 0 | 0 | 18.9431 | 0 | 11.3658 | 39.149 | 35.2341 | 18.9431 | 0 | 0 | 0 | 331.4614 | 123.6351 | 0.091867
4147 | Ventilation | Exhaust Fan | EF-1 | Fan coil | 0.5 | [5 empty] | 0.5 | 0.75 | 0.75 | 0.7 | 0.373 |  | 0.2 | 13.071428571428600 | 13.071428571428600 | 81.0429 | 65.88 | 64.8343 | 15.6857 | 24.3129 | 78.4286 | 81.0429 | 81.0429 | 78.4286 | 48.6257 | 70.5857 | 81.0429 | 30.229 | 24.5732 | 24.1832 | 5.8508 | 9.0687 | 29.2539 | 30.229 | 30.229 | 29.2539 | 18.1374 | 26.3285 | 30.229 | 770.9529 | 287.5654 | 0.084054
4148 | Ventilation | Exhaust Fan | EF-3 | Fan coil | 0.5 | [5 empty] | 0.5 | 0.75 | 0.75 | 0.7 | 0.373 |  | 0.2 | 13.071428571428600 | 13.071428571428600 | 81.0429 | 65.88 | 64.8343 | 15.6857 | 24.3129 | 78.4286 | 81.0429 | 81.0429 | 78.4286 | 48.6257 | 70.5857 | 81.0429 | 30.229 | 24.5732 | 24.1832 | 5.8508 | 9.0687 | 29.2539 | 30.229 | 30.229 | 29.2539 | 18.1374 | 26.3285 | 30.229 | 770.9529 | 287.5654 | 0.084054
4149 | Ventilation | Exhaust Fan | EF-4 | Fan coil | 0.5 | [5 empty] | 0.5 | 0.75 | 0.75 | 0.7 | 0.373 |  | 0.2 | 13.071428571428600 | 13.071428571428600 | 81.0429 | 65.88 | 64.8343 | 15.6857 | 24.3129 | 78.4286 | 81.0429 | 81.0429 | 78.4286 | 48.6257 | 70.5857 | 81.0429 | 30.229 | 24.5732 | 24.1832 | 5.8508 | 9.0687 | 29.2539 | 30.229 | 30.229 | 29.2539 | 18.1374 | 26.3285 | 30.229 | 770.9529 | 287.5654 | 0.084054
4150 | Ventilation | Exhaust Fan | EF-5 | Fan coil | 0.5 | [5 empty] | 0.5 | 0.75 | 0.75 | 0.7 | 0.373 |  | 0.2 | 13.071428571428600 | 13.071428571428600 | 81.0429 | 65.88 | 64.8343 | 15.6857 | 24.3129 | 78.4286 | 81.0429 | 81.0429 | 78.4286 | 48.6257 | 70.5857 | 81.0429 | 30.229 | 24.5732 | 24.1832 | 5.8508 | 9.0687 | 29.2539 | 30.229 | 30.229 | 29.2539 | 18.1374 | 26.3285 | 30.229 | 770.9529 | 287.5654 | 0.084054
4151 | Ventilation | Exhaust Fan | EF-6 | Fan coil | 0.5 | [5 empty] | 0.5 | 0.75 | 0.75 | 0.7 | 0.373 |  | 0.2 | 13.071428571428600 | 13.071428571428600 | 81.0429 | 65.88 | 64.8343 | 15.6857 | 24.3129 | 78.4286 | 81.0429 | 81.0429 | 78.4286 | 48.6257 | 70.5857 | 81.0429 | 30.229 | 24.5732 | 24.1832 | 5.8508 | 9.0687 | 29.2539 | 30.229 | 30.229 | 29.2539 | 18.1374 | 26.3285 | 30.229 | 770.9529 | 287.5654 | 0.084054
4152 | Ventilation | Exhaust Fan | EF-7 | Fan coil | 0.5 | [5 empty] | 0.5 | 0.75 | 0.75 | 0.7 | 0.373 |  | 0.2 | 13.071428571428600 | 13.071428571428600 | 81.0429 | 65.88 | 64.8343 | 15.6857 | 24.3129 | 78.4286 | 81.0429 | 81.0429 | 78.4286 | 48.6257 | 70.5857 | 81.0429 | 30.229 | 24.5732 | 24.1832 | 5.8508 | 9.0687 | 29.2539 | 30.229 | 30.229 | 29.2539 | 18.1374 | 26.3285 | 30.229 | 770.9529 | 287.5654 | 0.084054
4153 | Ventilation | Exhaust Fan | EF-8 | Fan coil | 0.5 | [5 empty] | 0.5 | 0.75 | 0.75 | 0.7 | 0.373 |  | 0.2 | 13.071428571428600 | 13.071428571428600 | 81.0429 | 65.88 | 64.8343 | 15.6857 | 24.3129 | 78.4286 | 81.0429 | 81.0429 | 78.4286 | 48.6257 | 70.5857 | 81.0429 | 30.229 | 24.5732 | 24.1832 | 5.8508 | 9.0687 | 29.2539 | 30.229 | 30.229 | 29.2539 | 18.1374 | 26.3285 | 30.229 | 770.9529 | 287.5654 | 0.084054
4154 | Ventilation | Exhaust Fan | EF-10 | Fan coil | 0.5 | [5 empty] | 0.5 | 0.75 | 0.75 | 0.7 | 0.373 |  | 0.2 | 13.071428571428600 | 13.071428571428600 | 81.0429 | 65.88 | 64.8343 | 15.6857 | 24.3129 | 78.4286 | 81.0429 | 81.0429 | 78.4286 | 48.6257 | 70.5857 | 81.0429 | 30.229 | 24.5732 | 24.1832 | 5.8508 | 9.0687 | 29.2539 | 30.229 | 30.229 | 29.2539 | 18.1374 | 26.3285 | 30.229 | 770.9529 | 287.5654 | 0.084054
4155 | Ventilation | Exhaust Fan | EF-11 | Fan coil | 0.5 | [5 empty] | 0.5 | 0.75 | 0.75 | 0.7 | 0.373 |  | 0.2 | 13.071428571428600 | 13.071428571428600 | 81.0429 | 65.88 | 64.8343 | 15.6857 | 24.3129 | 78.4286 | 81.0429 | 81.0429 | 78.4286 | 48.6257 | 70.5857 | 81.0429 | 30.229 | 24.5732 | 24.1832 | 5.8508 | 9.0687 | 29.2539 | 30.229 | 30.229 | 29.2539 | 18.1374 | 26.3285 | 30.229 | 770.9529 | 287.5654 | 0.084054
4156 | Ventilation | Exhaust Fan | EF-12 | Fan coil | 0.5 | [5 empty] | 0.5 | 0.75 | 0.75 | 0.7 | 0.373 |  | 0.2 | 13.071428571428600 | 13.071428571428600 | 81.0429 | 65.88 | 64.8343 | 15.6857 | 24.3129 | 78.4286 | 81.0429 | 81.0429 | 78.4286 | 48.6257 | 70.5857 | 81.0429 | 30.229 | 24.5732 | 24.1832 | 5.8508 | 9.0687 | 29.2539 | 30.229 | 30.229 | 29.2539 | 18.1374 | 26.3285 | 30.229 | 770.9529 | 287.5654 | 0.084054
4157 | Ventilation | Exhaust Fan | EF-13 | Fan coil | 0.5 | [5 empty] | 0.5 | 0.75 | 0.75 | 0.7 | 0.373 |  | 0.2 | 13.071428571428600 | 13.071428571428600 | 81.0429 | 65.88 | 64.8343 | 15.6857 | 24.3129 | 78.4286 | 81.0429 | 81.0429 | 78.4286 | 48.6257 | 70.5857 | 81.0429 | 30.229 | 24.5732 | 24.1832 | 5.8508 | 9.0687 | 29.2539 | 30.229 | 30.229 | 29.2539 | 18.1374 | 26.3285 | 30.229 | 770.9529 | 287.5654 | 0.084054
4158 | AC system | Fan Coil Unit | FC-6 | Fan coil | 0.5 | [5 empty] | 0.5 | 0.75 | 0.75 | 0.7 | 0.373 |  | 0.2 | 13.071428571428600 | 13.071428571428600 | 81.0429 | 65.88 | 64.8343 | 15.6857 | 24.3129 | 78.4286 | 81.0429 | 81.0429 | 78.4286 | 48.6257 | 70.5857 | 81.0429 | 30.229 | 24.5732 | 24.1832 | 5.8508 | 9.0687 | 29.2539 | 30.229 | 30.229 | 29.2539 | 18.1374 | 26.3285 | 30.229 | 770.9529 | 287.5654 | 0.084054
4159 | AC system | Fan Coil Unit | FC-7 | Fan coil | 0.5 | [5 empty] | 0.5 | 0.75 | 0.75 | 0.7 | 0.373 |  | 0.2 | 13.071428571428600 | 13.071428571428600 | 81.0429 | 65.88 | 64.8343 | 15.6857 | 24.3129 | 78.4286 | 81.0429 | 81.0429 | 78.4286 | 48.6257 | 70.5857 | 81.0429 | 30.229 | 24.5732 | 24.1832 | 5.8508 | 9.0687 | 29.2539 | 30.229 | 30.229 | 29.2539 | 18.1374 | 26.3285 | 30.229 | 770.9529 | 287.5654 | 0.084054
4160 | Pump | Parkade AHU | P AHU Heat pump | Heating 1 | 0.5 |  | 3 |  | 460.0 |  | 0.5 | 0.75 | 0.75 | 0.7 | 0.373 |  | 1 | All Day | 24.0 | 744 | 618.24 | 595.2 | 432 | 297.6 | 115.2 | 22.32 | 59.52 | 180 | 372 | 612 | 744 | 277.512 | 230.6035 | 222.0096 | 161.136 | 111.0048 | 42.9696 | 8.3254 | 22.201 | 67.14 | 138.756 | 228.276 | 277.512 | 4792.08 | 1787.4458 | 0.044519
4161 | Ventilation | FCU w Heat | UH1 | Heating 1 | 0.5 | [5 empty] | 0.5 | 0.75 | 0.75 | 0.7 | 0.373 |  | 0.5 | Occupied | 16.75 | 246.6438 | 222.775 | 181.7375 | 150.75 | 77.8875 | 25.125 | 0 | 20.77 | 75.375 | 181.7375 | 213.5625 | 259.625 | 91.9981 | 83.0951 | 67.7881 | 56.2298 | 29.052 | 9.3716 | 0 | 7.7472 | 28.1149 | 67.7881 | 79.6588 | 96.8401 | 1655.9887 | 617.6838 | 0.06606
4162 | Ventilation | Supply Fan | HP-2 | Uniform | 0.5 | [5 empty] | 0.5 | 0.75 | 0.75 | 0.7 | 0.373 |  | 1 | RTUs, AH-1 and HPs | 16.928571428571400 | 524.7857 | 474 | 524.7857 | 507.8571 | 524.7857 | 507.8571 | 524.7857 | 524.7857 | 507.8571 | 524.7857 | 507.8571 | 524.7857 | 195.7451 | 176.802 | 195.7451 | 189.4307 | 195.7451 | 189.4307 | 195.7451 | 195.7451 | 189.4307 | 195.7451 | 189.4307 | 195.7451 | 6178.9286 | 2304.7404 | 1.7125
4163 | Ventilation | Exhaust Fan | EF-7 | Uniform | 0.5 | [5 empty] | 0.5 | 0.75 | 0.75 | 0.7 | 0.373 |  | 0.3 | Occupied | 6.428571428571430 | 59.7857 | 54 | 59.7857 | 57.8571 | 59.7857 | 57.8571 | 59.7857 | 59.7857 | 57.8571 | 59.7857 | 57.8571 | 59.7857 | 22.3001 | 20.142 | 22.3001 | 21.5807 | 22.3001 | 21.5807 | 22.3001 | 22.3001 | 21.5807 | 22.3001 | 21.5807 | 22.3001 | 703.9286 | 262.5654 | 0.22541
4164 | Ventilation | Supply Fan | RTU-11 | Uniform | 0.5 | [5 empty] | 0.5 | 0.75 | 0.75 | 0.7 | 0.373 |  | 1 | RTU-11 | 10.714285714285700 | 332.1429 | 300 | 332.1429 | 321.4286 | 332.1429 | 321.4286 | 332.1429 | 332.1429 | 321.4286 | 332.1429 | 321.4286 | 332.1429 | 123.8893 | 111.9 | 123.8893 | 119.8929 | 123.8893 | 119.8929 | 123.8893 | 123.8893 | 119.8929 | 123.8893 | 119.8929 | 123.8893 | 3910.7143 | 1458.6964 | 0.14605
4165 | Ventilation | Supply Fan | SF-1 | Uniform | 0.5 | [5 empty] | 0.5 | 0.75 | 0.75 | 0.7 | 0.373 |  | 0.05 | AgriRec Furnace | 7.321428571428570 | 11.3482 | 10.25 | 11.3482 | 10.9821 | 11.3482 | 10.9821 | 11.3482 | 11.3482 | 10.9821 | 11.3482 | 10.9821 | 11.3482 | 4.2329 | 3.8232 | 4.2329 | 4.0963 | 4.2329 | 4.0963 | 4.2329 | 4.2329 | 4.0963 | 4.2329 | 4.0963 | 4.2329 | 133.6161 | 49.8388 | 0.018636
4166 | Ventilation | Supply Fan | SF-2 | Uniform | 0.5 | [5 empty] | 0.5 | 0.75 | 0.75 | 0.7 | 0.373 |  | 0.05 | AgriRec Furnace | 7.321428571428570 | 11.3482 | 10.25 | 11.3482 | 10.9821 | 11.3482 | 10.9821 | 11.3482 | 11.3482 | 10.9821 | 11.3482 | 10.9821 | 11.3482 | 4.2329 | 3.8232 | 4.2329 | 4.0963 | 4.2329 | 4.0963 | 4.2329 | 4.2329 | 4.0963 | 4.2329 | 4.0963 | 4.2329 | 133.6161 | 49.8388 | 0.018636
4167 | Ventilation | Supply Fan | EF-1 | Uniform | 0.5 | [5 empty] | 0.5 | 0.75 | 0.75 | 0.7 | 0.373 |  | 0.05 | AgriRec Furnace | 7.321428571428570 | 11.3482 | 10.25 | 11.3482 | 10.9821 | 11.3482 | 10.9821 | 11.3482 | 11.3482 | 10.9821 | 11.3482 | 10.9821 | 11.3482 | 4.2329 | 3.8232 | 4.2329 | 4.0963 | 4.2329 | 4.0963 | 4.2329 | 4.2329 | 4.0963 | 4.2329 | 4.0963 | 4.2329 | 133.6161 | 49.8388 | 0.018636
4168 | Pump | HWS Pump | P-3 | Heating 1 | 0.5 | [5 empty] | 0.5 | 0.75 | 0.75 | 0.7 | 0.373 |  | 0.97917 |  | 24.0 | 509.95 | 658 | 728.5 | 423 | 437.1 | 423 | 145.7 | 18.2125 | 141 | 509.95 | 705 | 509.95 | 190.2114 | 245.434 | 271.7305 | 157.779 | 163.0383 | 157.779 | 54.3461 | 6.7933 | 52.593 | 190.2114 | 262.965 | 190.2114 | 5209.3625 | 1943.0922 | 0.2974
4169 | AC system | Compressor Fan | AC-2 | Cooling 1 | 0.5 | [5 empty] | 0.5 | 0.75 | 0.75 | 0.7 | 0.373 |  | 0.3 | All Day | 24.0 | 0 | 0 | 44.64 | 43.2 | 89.28 | 151.2 | 223.2 | 223.2 | 129.6 | 89.28 | 0 | 0 | 0 | 0 | 16.6507 | 16.1136 | 33.3014 | 56.3976 | 83.2536 | 83.2536 | 48.3408 | 33.3014 | 0 | 0 | 993.6 | 370.6128 | 0.014707
4170 | Ventilation | Supply Fan | AC-101 | University | 0.5 | [5 empty] | 0.5 | 0.75 | 0.75 | 0.7 | 0.373 |  | 1 | Occasional | 3.0 | 83.7 | 84 | 93 | 90 | 83.7 | 81 | 74.4 | 74.4 | 90 | 93 | 90 | 93 | 31.2201 | 31.332 | 34.689 | 33.57 | 31.2201 | 30.213 | 27.7512 | 27.7512 | 33.57 | 34.689 | 33.57 | 34.689 | 1030.2 | 384.2646 | 0.042611
4171 | Ventilation | Supply Fan | FF-1 | University | 0.5 | [5 empty] | 0.5 | 0.75 | 0.75 | 0.7 | 0.373 |  | 1 | Occasional | 3.0 | 83.7 | 84 | 93 | 90 | 83.7 | 81 | 74.4 | 74.4 | 90 | 93 | 90 | 93 | 31.2201 | 31.332 | 34.689 | 33.57 | 31.2201 | 30.213 | 27.7512 | 27.7512 | 33.57 | 34.689 | 33.57 | 34.689 | 1030.2 | 384.2646 | 0.042611
4172 | Ventilation | Supply Fan | FF-2 | University | 0.5 | [5 empty] | 0.5 | 0.75 | 0.75 | 0.7 | 0.373 |  | 1 | Occasional | 3.0 | 83.7 | 84 | 93 | 90 | 83.7 | 81 | 74.4 | 74.4 | 90 | 93 | 90 | 93 | 31.2201 | 31.332 | 34.689 | 33.57 | 31.2201 | 30.213 | 27.7512 | 27.7512 | 33.57 | 34.689 | 33.57 | 34.689 | 1030.2 | 384.2646 | 0.042611
4173 | Ventilation | Supply Fan | FF-3 | University | 0.5 | [5 empty] | 0.5 | 0.75 | 0.75 | 0.7 | 0.373 |  | 1 | Occasional | 3.0 | 83.7 | 84 | 93 | 90 | 83.7 | 81 | 74.4 | 74.4 | 90 | 93 | 90 | 93 | 31.2201 | 31.332 | 34.689 | 33.57 | 31.2201 | 30.213 | 27.7512 | 27.7512 | 33.57 | 34.689 | 33.57 | 34.689 | 1030.2 | 384.2646 | 0.042611
4174 | Ventilation | Supply Fan | AC-1 | University | 0.5 | [5 empty] | 0.5 | 0.75 | 0.75 | 0.7 | 0.373 |  | 1 | Occasional | 3.0 | 83.7 | 84 | 93 | 90 | 83.7 | 81 | 74.4 | 74.4 | 90 | 93 | 90 | 93 | 31.2201 | 31.332 | 34.689 | 33.57 | 31.2201 | 30.213 | 27.7512 | 27.7512 | 33.57 | 34.689 | 33.57 | 34.689 | 1030.2 | 384.2646 | 0.042611
4175 | Ventilation | Supply Fan | AC-2 | University | 0.5 | [5 empty] | 0.5 | 0.75 | 0.75 | 0.7 | 0.373 |  | 1 | Occasional | 3.0 | 83.7 | 84 | 93 | 90 | 83.7 | 81 | 74.4 | 74.4 | 90 | 93 | 90 | 93 | 31.2201 | 31.332 | 34.689 | 33.57 | 31.2201 | 30.213 | 27.7512 | 27.7512 | 33.57 | 34.689 | 33.57 | 34.689 | 1030.2 | 384.2646 | 0.042611
4176 | Ventilation | Supply Fan | AC-3 | University | 0.5 | [5 empty] | 0.5 | 0.75 | 0.75 | 0.7 | 0.373 |  | 1 | Occasional | 3.0 | 83.7 | 84 | 93 | 90 | 83.7 | 81 | 74.4 | 74.4 | 90 | 93 | 90 | 93 | 31.2201 | 31.332 | 34.689 | 33.57 | 31.2201 | 30.213 | 27.7512 | 27.7512 | 33.57 | 34.689 | 33.57 | 34.689 | 1030.2 | 384.2646 | 0.042611
4177 | Ventilation | Supply Fan | AC-4 | University | 0.5 | [5 empty] | 0.5 | 0.75 | 0.75 | 0.7 | 0.373 |  | 1 | Occasional | 3.0 | 83.7 | 84 | 93 | 90 | 83.7 | 81 | 74.4 | 74.4 | 90 | 93 | 90 | 93 | 31.2201 | 31.332 | 34.689 | 33.57 | 31.2201 | 30.213 | 27.7512 | 27.7512 | 33.57 | 34.689 | 33.57 | 34.689 | 1030.2 | 384.2646 | 0.042611
4178 | Ventilation | Supply Fan | AC-101 | University | 0.5 | [5 empty] | 0.5 | 0.75 | 0.75 | 0.7 | 0.373 |  | 1 | Occasional | 3.0 | 83.7 | 84 | 93 | 90 | 83.7 | 81 | 74.4 | 74.4 | 90 | 93 | 90 | 93 | 31.2201 | 31.332 | 34.689 | 33.57 | 31.2201 | 30.213 | 27.7512 | 27.7512 | 33.57 | 34.689 | 33.57 | 34.689 | 1030.2 | 384.2646 | 0.041579
4179 | Ventilation | Supply Fan | FF-1 | University | 0.5 | [5 empty] | 0.5 | 0.75 | 0.75 | 0.7 | 0.373 |  | 1 | Occasional | 3.0 | 83.7 | 84 | 93 | 90 | 83.7 | 81 | 74.4 | 74.4 | 90 | 93 | 90 | 93 | 31.2201 | 31.332 | 34.689 | 33.57 | 31.2201 | 30.213 | 27.7512 | 27.7512 | 33.57 | 34.689 | 33.57 | 34.689 | 1030.2 | 384.2646 | 0.041579
4180 | Ventilation | Supply Fan | FF-2 | University | 0.5 | [5 empty] | 0.5 | 0.75 | 0.75 | 0.7 | 0.373 |  | 1 | Occasional | 3.0 | 83.7 | 84 | 93 | 90 | 83.7 | 81 | 74.4 | 74.4 | 90 | 93 | 90 | 93 | 31.2201 | 31.332 | 34.689 | 33.57 | 31.2201 | 30.213 | 27.7512 | 27.7512 | 33.57 | 34.689 | 33.57 | 34.689 | 1030.2 | 384.2646 | 0.041579
4181 | Ventilation | Supply Fan | FF-3 | University | 0.5 | [5 empty] | 0.5 | 0.75 | 0.75 | 0.7 | 0.373 |  | 1 | Occasional | 3.0 | 83.7 | 84 | 93 | 90 | 83.7 | 81 | 74.4 | 74.4 | 90 | 93 | 90 | 93 | 31.2201 | 31.332 | 34.689 | 33.57 | 31.2201 | 30.213 | 27.7512 | 27.7512 | 33.57 | 34.689 | 33.57 | 34.689 | 1030.2 | 384.2646 | 0.041579
4182 | Ventilation | Supply Fan | AC-1 | University | 0.5 | [5 empty] | 0.5 | 0.75 | 0.75 | 0.7 | 0.373 |  | 1 | Occasional | 3.0 | 83.7 | 84 | 93 | 90 | 83.7 | 81 | 74.4 | 74.4 | 90 | 93 | 90 | 93 | 31.2201 | 31.332 | 34.689 | 33.57 | 31.2201 | 30.213 | 27.7512 | 27.7512 | 33.57 | 34.689 | 33.57 | 34.689 | 1030.2 | 384.2646 | 0.041579
4183 | Ventilation | Supply Fan | AC-2 | University | 0.5 | [5 empty] | 0.5 | 0.75 | 0.75 | 0.7 | 0.373 |  | 1 | Occasional | 3.0 | 83.7 | 84 | 93 | 90 | 83.7 | 81 | 74.4 | 74.4 | 90 | 93 | 90 | 93 | 31.2201 | 31.332 | 34.689 | 33.57 | 31.2201 | 30.213 | 27.7512 | 27.7512 | 33.57 | 34.689 | 33.57 | 34.689 | 1030.2 | 384.2646 | 0.041579
4184 | Ventilation | Supply Fan | AC-3 | University | 0.5 | [5 empty] | 0.5 | 0.75 | 0.75 | 0.7 | 0.373 |  | 1 | Occasional | 3.0 | 83.7 | 84 | 93 | 90 | 83.7 | 81 | 74.4 | 74.4 | 90 | 93 | 90 | 93 | 31.2201 | 31.332 | 34.689 | 33.57 | 31.2201 | 30.213 | 27.7512 | 27.7512 | 33.57 | 34.689 | 33.57 | 34.689 | 1030.2 | 384.2646 | 0.041579
4185 | Ventilation | Supply Fan | AC-4 | University | 0.5 | [5 empty] | 0.5 | 0.75 | 0.75 | 0.7 | 0.373 |  | 1 | Occasional | 3.0 | 83.7 | 84 | 93 | 90 | 83.7 | 81 | 74.4 | 74.4 | 90 | 93 | 90 | 93 | 31.2201 | 31.332 | 34.689 | 33.57 | 31.2201 | 30.213 | 27.7512 | 27.7512 | 33.57 | 34.689 | 33.57 | 34.689 | 1030.2 | 384.2646 | 0.041579
4186 | Ventilation | Supply Fan (Water Unit Heater) | WUH001-VTC | Heating 1 | 0.5 | [5 empty] | 0.5 | 0.75 | 0.75 | 0.7 | 0.373 |  | 0.25 | Bay Hours | 16.0 | 124 | 78.4 | 93 | 60 | 37.2 | 30 | 3.1 | 3.1 | 12 | 86.8 | 96 | 124 | 46.252 | 29.2432 | 34.689 | 22.38 | 13.8756 | 11.19 | 1.1563 | 1.1563 | 4.476 | 32.3764 | 35.808 | 46.252 | 747.6 | 278.8548 | 0.015605
4187 | Ventilation | Supply Fan (Water Unit Heater) | WUH002-VTC | Heating 1 | 0.5 | [5 empty] | 0.5 | 0.75 | 0.75 | 0.7 | 0.373 |  | 0.25 | Bay Hours | 16.0 | 124 | 78.4 | 93 | 60 | 37.2 | 30 | 3.1 | 3.1 | 12 | 86.8 | 96 | 124 | 46.252 | 29.2432 | 34.689 | 22.38 | 13.8756 | 11.19 | 1.1563 | 1.1563 | 4.476 | 32.3764 | 35.808 | 46.252 | 747.6 | 278.8548 | 0.015605
4188 | Ventilation | Supply Fan (Water Unit Heater) | WUH003-VTC | Heating 1 | 0.5 | [5 empty] | 0.5 | 0.75 | 0.75 | 0.7 | 0.373 |  | 0.25 | Bay Hours | 16.0 | 124 | 78.4 | 93 | 60 | 37.2 | 30 | 3.1 | 3.1 | 12 | 86.8 | 96 | 124 | 46.252 | 29.2432 | 34.689 | 22.38 | 13.8756 | 11.19 | 1.1563 | 1.1563 | 4.476 | 32.3764 | 35.808 | 46.252 | 747.6 | 278.8548 | 0.015605
4189 | Ventilation | Supply Fan (Water Unit Heater) | WUH004-VTC | Heating 1 | 0.5 | [5 empty] | 0.5 | 0.75 | 0.75 | 0.7 | 0.373 |  | 0.25 | Bay Hours | 16.0 | 124 | 78.4 | 93 | 60 | 37.2 | 30 | 3.1 | 3.1 | 12 | 86.8 | 96 | 124 | 46.252 | 29.2432 | 34.689 | 22.38 | 13.8756 | 11.19 | 1.1563 | 1.1563 | 4.476 | 32.3764 | 35.808 | 46.252 | 747.6 | 278.8548 | 0.015605
4190 | Ventilation | Supply Fan (Water Unit Heater) | WUH005-VTC | Heating 1 | 0.5 | [5 empty] | 0.5 | 0.75 | 0.75 | 0.7 | 0.373 |  | 0.25 | Bay Hours | 16.0 | 124 | 78.4 | 93 | 60 | 37.2 | 30 | 3.1 | 3.1 | 12 | 86.8 | 96 | 124 | 46.252 | 29.2432 | 34.689 | 22.38 | 13.8756 | 11.19 | 1.1563 | 1.1563 | 4.476 | 32.3764 | 35.808 | 46.252 | 747.6 | 278.8548 | 0.015605
4191 | Ventilation | Supply Fan (Water Unit Heater) | WUH006-VTC | Heating 1 | 0.5 | [5 empty] | 0.5 | 0.75 | 0.75 | 0.7 | 0.373 |  | 0.25 | Bay Hours | 16.0 | 124 | 78.4 | 93 | 60 | 37.2 | 30 | 3.1 | 3.1 | 12 | 86.8 | 96 | 124 | 46.252 | 29.2432 | 34.689 | 22.38 | 13.8756 | 11.19 | 1.1563 | 1.1563 | 4.476 | 32.3764 | 35.808 | 46.252 | 747.6 | 278.8548 | 0.015605
4192 | Pump | Glycol Pump | P-1 | Heating 1 | 0.5 | [5 empty] | 0.5 | 0.75 | 0.75 | 0.7 | 0.373 |  | 0.5 | All Day | 24.0 | 372 | 336 | 279 | 180 | 148.8 | 72 | 9.3 | 9.3 | 9 | 74.4 | 144 | 260.4 | 138.756 | 125.328 | 104.067 | 67.14 | 55.5024 | 26.856 | 3.4689 | 3.4689 | 3.357 | 27.7512 | 53.712 | 97.1292 | 1894.2 | 706.5366 | 0.01414
4193 | Pump | Glycol Pump | P-2 | Heating 1 | 0.5 | [5 empty] | 0.5 | 0.75 | 0.75 | 0.7 | 0.373 |  | 0.5 | All Day | 24.0 | 372 | 336 | 279 | 180 | 148.8 | 72 | 9.3 | 9.3 | 9 | 74.4 | 144 | 260.4 | 138.756 | 125.328 | 104.067 | 67.14 | 55.5024 | 26.856 | 3.4689 | 3.4689 | 3.357 | 27.7512 | 53.712 | 97.1292 | 1894.2 | 706.5366 | 0.01414
4194 | Pump | Pump | P-3 | Heating 1 | 0.5 | [5 empty] | 0.5 | 0.75 | 0.75 | 0.7 | 0.373 |  | 1 | All Day | 24.0 | 744 | 672 | 558 | 360 | 297.6 | 144 | 18.6 | 18.6 | 18 | 148.8 | 288 | 520.8 | 277.512 | 250.656 | 208.134 | 134.28 | 111.0048 | 53.712 | 6.9378 | 6.9378 | 6.714 | 55.5024 | 107.424 | 194.2584 | 3788.4 | 1413.0732 | 2.9241
4195 | Pump | Pump | P-5 | Heating 1 | 0.5 | [5 empty] | 0.5 | 0.75 | 0.75 | 0.7 | 0.373 |  | 1 | All Day | 24.0 | 744 | 672 | 558 | 360 | 297.6 | 144 | 18.6 | 18.6 | 18 | 148.8 | 288 | 520.8 | 277.512 | 250.656 | 208.134 | 134.28 | 111.0048 | 53.712 | 6.9378 | 6.9378 | 6.714 | 55.5024 | 107.424 | 194.2584 | 3788.4 | 1413.0732 | 1.05
4196 | Fan Coil Unit | Supply Fan | FC-Café | Fan Coil | 0.5 | [5 empty] | 0.5 | 0.75 | 0.75 | 0.7 | 0.373 |  | 1 | All Day | 24.0 | 148.8 | 201.6 | 297.6 | 360 | 372 | 720 | 744 | 744 | 720 | 446.4 | 216 | 74.4 | 55.5024 | 75.1968 | 111.0048 | 134.28 | 138.756 | 268.56 | 277.512 | 277.512 | 268.56 | 166.5072 | 80.568 | 27.7512 | 5044.8 | 1881.7104 | 0.044032
4197 | Fan Coil Unit | Supply Fan | FC-205 | Fan Coil | 0.5 | [5 empty] | 0.5 | 0.75 | 0.75 | 0.7 | 0.373 |  | 1 | All Day | 24.0 | 148.8 | 201.6 | 297.6 | 360 | 372 | 720 | 744 | 744 | 720 | 446.4 | 216 | 74.4 | 55.5024 | 75.1968 | 111.0048 | 134.28 | 138.756 | 268.56 | 277.512 | 277.512 | 268.56 | 166.5072 | 80.568 | 27.7512 | 5044.8 | 1881.7104 | 0.044032
4198 | Fan Coil Unit | Supply Fan | FC-206 | Fan Coil | 0.5 | [5 empty] | 0.5 | 0.75 | 0.75 | 0.7 | 0.373 |  | 1 | All Day | 24.0 | 148.8 | 201.6 | 297.6 | 360 | 372 | 720 | 744 | 744 | 720 | 446.4 | 216 | 74.4 | 55.5024 | 75.1968 | 111.0048 | 134.28 | 138.756 | 268.56 | 277.512 | 277.512 | 268.56 | 166.5072 | 80.568 | 27.7512 | 5044.8 | 1881.7104 | 0.044032
4199 | Fan Coil Unit | Supply Fan | FC-307 | Fan Coil | 0.5 | [5 empty] | 0.5 | 0.75 | 0.75 | 0.7 | 0.373 |  | 1 | All Day | 24.0 | 148.8 | 201.6 | 297.6 | 360 | 372 | 720 | 744 | 744 | 720 | 446.4 | 216 | 74.4 | 55.5024 | 75.1968 | 111.0048 | 134.28 | 138.756 | 268.56 | 277.512 | 277.512 | 268.56 | 166.5072 | 80.568 | 27.7512 | 5044.8 | 1881.7104 | 0.044032
4200 | Fan Coil Unit | Supply Fan | FC-308 | Fan Coil | 0.5 | [5 empty] | 0.5 | 0.75 | 0.75 | 0.7 | 0.373 |  | 1 | All Day | 24.0 | 148.8 | 201.6 | 297.6 | 360 | 372 | 720 | 744 | 744 | 720 | 446.4 | 216 | 74.4 | 55.5024 | 75.1968 | 111.0048 | 134.28 | 138.756 | 268.56 | 277.512 | 277.512 | 268.56 | 166.5072 | 80.568 | 27.7512 | 5044.8 | 1881.7104 | 0.044032
4201 | Fan Coil Unit | Supply Fan | FC-310 | Fan Coil | 0.5 | [5 empty] | 0.5 | 0.75 | 0.75 | 0.7 | 0.373 |  | 1 | All Day | 24.0 | 148.8 | 201.6 | 297.6 | 360 | 372 | 720 | 744 | 744 | 720 | 446.4 | 216 | 74.4 | 55.5024 | 75.1968 | 111.0048 | 134.28 | 138.756 | 268.56 | 277.512 | 277.512 | 268.56 | 166.5072 | 80.568 | 27.7512 | 5044.8 | 1881.7104 | 0.044032
4202 | Fan Coil Unit | Supply Fan | FC-311 | Fan Coil | 0.5 | [5 empty] | 0.5 | 0.75 | 0.75 | 0.7 | 0.373 |  | 1 | All Day | 24.0 | 148.8 | 201.6 | 297.6 | 360 | 372 | 720 | 744 | 744 | 720 | 446.4 | 216 | 74.4 | 55.5024 | 75.1968 | 111.0048 | 134.28 | 138.756 | 268.56 | 277.512 | 277.512 | 268.56 | 166.5072 | 80.568 | 27.7512 | 5044.8 | 1881.7104 | 0.044032
4203 | Fan Coil Unit | Supply Fan | FC-404 | Fan Coil | 0.5 | [5 empty] | 0.5 | 0.75 | 0.75 | 0.7 | 0.373 |  | 1 | All Day | 24.0 | 148.8 | 201.6 | 297.6 | 360 | 372 | 720 | 744 | 744 | 720 | 446.4 | 216 | 74.4 | 55.5024 | 75.1968 | 111.0048 | 134.28 | 138.756 | 268.56 | 277.512 | 277.512 | 268.56 | 166.5072 | 80.568 | 27.7512 | 5044.8 | 1881.7104 | 0.044032
4204 | Fan Coil Unit | Supply Fan | FC-405 | Fan Coil | 0.5 | [5 empty] | 0.5 | 0.75 | 0.75 | 0.7 | 0.373 |  | 1 | All Day | 24.0 | 148.8 | 201.6 | 297.6 | 360 | 372 | 720 | 744 | 744 | 720 | 446.4 | 216 | 74.4 | 55.5024 | 75.1968 | 111.0048 | 134.28 | 138.756 | 268.56 | 277.512 | 277.512 | 268.56 | 166.5072 | 80.568 | 27.7512 | 5044.8 | 1881.7104 | 0.044032
4205 | Fan Coil Unit | Supply Fan | FC-406 | Fan Coil | 0.5 | [5 empty] | 0.5 | 0.75 | 0.75 | 0.7 | 0.373 |  | 1 | All Day | 24.0 | 148.8 | 201.6 | 297.6 | 360 | 372 | 720 | 744 | 744 | 720 | 446.4 | 216 | 74.4 | 55.5024 | 75.1968 | 111.0048 | 134.28 | 138.756 | 268.56 | 277.512 | 277.512 | 268.56 | 166.5072 | 80.568 | 27.7512 | 5044.8 | 1881.7104 | 0.044032
4206 | Fan Coil Unit | Supply Fan | FC-407 | Fan Coil | 0.5 | [5 empty] | 0.5 | 0.75 | 0.75 | 0.7 | 0.373 |  | 1 | All Day | 24.0 | 148.8 | 201.6 | 297.6 | 360 | 372 | 720 | 744 | 744 | 720 | 446.4 | 216 | 74.4 | 55.5024 | 75.1968 | 111.0048 | 134.28 | 138.756 | 268.56 | 277.512 | 277.512 | 268.56 | 166.5072 | 80.568 | 27.7512 | 5044.8 | 1881.7104 | 0.044032
4207 | Fan Coil Unit | Supply Fan | FC-408 | Fan Coil | 0.5 | [5 empty] | 0.5 | 0.75 | 0.75 | 0.7 | 0.373 |  | 1 | All Day | 24.0 | 148.8 | 201.6 | 297.6 | 360 | 372 | 720 | 744 | 744 | 720 | 446.4 | 216 | 74.4 | 55.5024 | 75.1968 | 111.0048 | 134.28 | 138.756 | 268.56 | 277.512 | 277.512 | 268.56 | 166.5072 | 80.568 | 27.7512 | 5044.8 | 1881.7104 | 0.044032
4208 | Fan Coil Unit | Supply Fan | FC-410 | Fan Coil | 0.5 | [5 empty] | 0.5 | 0.75 | 0.75 | 0.7 | 0.373 |  | 1 | All Day | 24.0 | 148.8 | 201.6 | 297.6 | 360 | 372 | 720 | 744 | 744 | 720 | 446.4 | 216 | 74.4 | 55.5024 | 75.1968 | 111.0048 | 134.28 | 138.756 | 268.56 | 277.512 | 277.512 | 268.56 | 166.5072 | 80.568 | 27.7512 | 5044.8 | 1881.7104 | 0.044032
4209 | Fan Coil Unit | Supply Fan | FC-411 | Fan Coil | 0.5 | [5 empty] | 0.5 | 0.75 | 0.75 | 0.7 | 0.373 |  | 1 | All Day | 24.0 | 148.8 | 201.6 | 297.6 | 360 | 372 | 720 | 744 | 744 | 720 | 446.4 | 216 | 74.4 | 55.5024 | 75.1968 | 111.0048 | 134.28 | 138.756 | 268.56 | 277.512 | 277.512 | 268.56 | 166.5072 | 80.568 | 27.7512 | 5044.8 | 1881.7104 | 0.044032
4210 | Fan Coil Unit | Supply Fan | FC-507 | Fan Coil | 0.5 | [5 empty] | 0.5 | 0.75 | 0.75 | 0.7 | 0.373 |  | 1 | All Day | 24.0 | 148.8 | 201.6 | 297.6 | 360 | 372 | 720 | 744 | 744 | 720 | 446.4 | 216 | 74.4 | 55.5024 | 75.1968 | 111.0048 | 134.28 | 138.756 | 268.56 | 277.512 | 277.512 | 268.56 | 166.5072 | 80.568 | 27.7512 | 5044.8 | 1881.7104 | 0.044032
4211 | Fan Coil Unit | Supply Fan | FC-508 | Fan Coil | 0.5 | [5 empty] | 0.5 | 0.75 | 0.75 | 0.7 | 0.373 |  | 1 | All Day | 24.0 | 148.8 | 201.6 | 297.6 | 360 | 372 | 720 | 744 | 744 | 720 | 446.4 | 216 | 74.4 | 55.5024 | 75.1968 | 111.0048 | 134.28 | 138.756 | 268.56 | 277.512 | 277.512 | 268.56 | 166.5072 | 80.568 | 27.7512 | 5044.8 | 1881.7104 | 0.044032
4212 | Fan Coil Unit | Supply Fan | FC-509 | Fan Coil | 0.5 | [5 empty] | 0.5 | 0.75 | 0.75 | 0.7 | 0.373 |  | 1 | All Day | 24.0 | 148.8 | 201.6 | 297.6 | 360 | 372 | 720 | 744 | 744 | 720 | 446.4 | 216 | 74.4 | 55.5024 | 75.1968 | 111.0048 | 134.28 | 138.756 | 268.56 | 277.512 | 277.512 | 268.56 | 166.5072 | 80.568 | 27.7512 | 5044.8 | 1881.7104 | 0.044032
4213 | Fan Coil Unit | Supply Fan | FC-510 | Fan Coil | 0.5 | [5 empty] | 0.5 | 0.75 | 0.75 | 0.7 | 0.373 |  | 1 | All Day | 24.0 | 148.8 | 201.6 | 297.6 | 360 | 372 | 720 | 744 | 744 | 720 | 446.4 | 216 | 74.4 | 55.5024 | 75.1968 | 111.0048 | 134.28 | 138.756 | 268.56 | 277.512 | 277.512 | 268.56 | 166.5072 | 80.568 | 27.7512 | 5044.8 | 1881.7104 | 0.044032
4214 | Fan Coil Unit | Supply Fan | FC-511 | Fan Coil | 0.5 | [5 empty] | 0.5 | 0.75 | 0.75 | 0.7 | 0.373 |  | 1 | All Day | 24.0 | 148.8 | 201.6 | 297.6 | 360 | 372 | 720 | 744 | 744 | 720 | 446.4 | 216 | 74.4 | 55.5024 | 75.1968 | 111.0048 | 134.28 | 138.756 | 268.56 | 277.512 | 277.512 | 268.56 | 166.5072 | 80.568 | 27.7512 | 5044.8 | 1881.7104 | 0.044032
4215 | Fan Coil Unit | Supply Fan | FC-513 | Fan Coil | 0.5 | [5 empty] | 0.5 | 0.75 | 0.75 | 0.7 | 0.373 |  | 1 | All Day | 24.0 | 148.8 | 201.6 | 297.6 | 360 | 372 | 720 | 744 | 744 | 720 | 446.4 | 216 | 74.4 | 55.5024 | 75.1968 | 111.0048 | 134.28 | 138.756 | 268.56 | 277.512 | 277.512 | 268.56 | 166.5072 | 80.568 | 27.7512 | 5044.8 | 1881.7104 | 0.044032
4216 | Fan Coil Unit | Supply Fan | FC-514 | Fan Coil | 0.5 | [5 empty] | 0.5 | 0.75 | 0.75 | 0.7 | 0.373 |  | 1 | All Day | 24.0 | 148.8 | 201.6 | 297.6 | 360 | 372 | 720 | 744 | 744 | 720 | 446.4 | 216 | 74.4 | 55.5024 | 75.1968 | 111.0048 | 134.28 | 138.756 | 268.56 | 277.512 | 277.512 | 268.56 | 166.5072 | 80.568 | 27.7512 | 5044.8 | 1881.7104 | 0.044032
4217 | Fan Coil Unit | Supply Fan | FC-515 | Fan Coil | 0.5 | [5 empty] | 0.5 | 0.75 | 0.75 | 0.7 | 0.373 |  | 1 | All Day | 24.0 | 148.8 | 201.6 | 297.6 | 360 | 372 | 720 | 744 | 744 | 720 | 446.4 | 216 | 74.4 | 55.5024 | 75.1968 | 111.0048 | 134.28 | 138.756 | 268.56 | 277.512 | 277.512 | 268.56 | 166.5072 | 80.568 | 27.7512 | 5044.8 | 1881.7104 | 0.044032
4218 | Fan Coil Unit | Supply Fan | FC-604 | Fan Coil | 0.5 | [5 empty] | 0.5 | 0.75 | 0.75 | 0.7 | 0.373 |  | 1 | All Day | 24.0 | 148.8 | 201.6 | 297.6 | 360 | 372 | 720 | 744 | 744 | 720 | 446.4 | 216 | 74.4 | 55.5024 | 75.1968 | 111.0048 | 134.28 | 138.756 | 268.56 | 277.512 | 277.512 | 268.56 | 166.5072 | 80.568 | 27.7512 | 5044.8 | 1881.7104 | 0.044032
4219 | Fan Coil Unit | Supply Fan | FC-605 | Fan Coil | 0.5 | [5 empty] | 0.5 | 0.75 | 0.75 | 0.7 | 0.373 |  | 1 | All Day | 24.0 | 148.8 | 201.6 | 297.6 | 360 | 372 | 720 | 744 | 744 | 720 | 446.4 | 216 | 74.4 | 55.5024 | 75.1968 | 111.0048 | 134.28 | 138.756 | 268.56 | 277.512 | 277.512 | 268.56 | 166.5072 | 80.568 | 27.7512 | 5044.8 | 1881.7104 | 0.044032
4220 | Fan Coil Unit | Supply Fan | FC-606 | Fan Coil | 0.5 | [5 empty] | 0.5 | 0.75 | 0.75 | 0.7 | 0.373 |  | 1 | All Day | 24.0 | 148.8 | 201.6 | 297.6 | 360 | 372 | 720 | 744 | 744 | 720 | 446.4 | 216 | 74.4 | 55.5024 | 75.1968 | 111.0048 | 134.28 | 138.756 | 268.56 | 277.512 | 277.512 | 268.56 | 166.5072 | 80.568 | 27.7512 | 5044.8 | 1881.7104 | 0.044032
4221 | Fan Coil Unit | Supply Fan | FC-607 | Fan Coil | 0.5 | [5 empty] | 0.5 | 0.75 | 0.75 | 0.7 | 0.373 |  | 1 | All Day | 24.0 | 148.8 | 201.6 | 297.6 | 360 | 372 | 720 | 744 | 744 | 720 | 446.4 | 216 | 74.4 | 55.5024 | 75.1968 | 111.0048 | 134.28 | 138.756 | 268.56 | 277.512 | 277.512 | 268.56 | 166.5072 | 80.568 | 27.7512 | 5044.8 | 1881.7104 | 0.044032
4222 | Fan Coil Unit | Supply Fan | FC-608 | Fan Coil | 0.5 | [5 empty] | 0.5 | 0.75 | 0.75 | 0.7 | 0.373 |  | 1 | All Day | 24.0 | 148.8 | 201.6 | 297.6 | 360 | 372 | 720 | 744 | 744 | 720 | 446.4 | 216 | 74.4 | 55.5024 | 75.1968 | 111.0048 | 134.28 | 138.756 | 268.56 | 277.512 | 277.512 | 268.56 | 166.5072 | 80.568 | 27.7512 | 5044.8 | 1881.7104 | 0.044032
4223 | Fan Coil Unit | Supply Fan | FC-609 | Fan Coil | 0.5 | [5 empty] | 0.5 | 0.75 | 0.75 | 0.7 | 0.373 |  | 1 | All Day | 24.0 | 148.8 | 201.6 | 297.6 | 360 | 372 | 720 | 744 | 744 | 720 | 446.4 | 216 | 74.4 | 55.5024 | 75.1968 | 111.0048 | 134.28 | 138.756 | 268.56 | 277.512 | 277.512 | 268.56 | 166.5072 | 80.568 | 27.7512 | 5044.8 | 1881.7104 | 0.044032
4224 | Fan Coil Unit | Supply Fan | FC-610 | Fan Coil | 0.5 | [5 empty] | 0.5 | 0.75 | 0.75 | 0.7 | 0.373 |  | 1 | All Day | 24.0 | 148.8 | 201.6 | 297.6 | 360 | 372 | 720 | 744 | 744 | 720 | 446.4 | 216 | 74.4 | 55.5024 | 75.1968 | 111.0048 | 134.28 | 138.756 | 268.56 | 277.512 | 277.512 | 268.56 | 166.5072 | 80.568 | 27.7512 | 5044.8 | 1881.7104 | 0.044032
4225 | Fan Coil Unit | Supply Fan | FC-611 | Fan Coil | 0.5 | [5 empty] | 0.5 | 0.75 | 0.75 | 0.7 | 0.373 |  | 1 | All Day | 24.0 | 148.8 | 201.6 | 297.6 | 360 | 372 | 720 | 744 | 744 | 720 | 446.4 | 216 | 74.4 | 55.5024 | 75.1968 | 111.0048 | 134.28 | 138.756 | 268.56 | 277.512 | 277.512 | 268.56 | 166.5072 | 80.568 | 27.7512 | 5044.8 | 1881.7104 | 0.044032
4226 | Fan Coil Unit | Supply Fan | FC-612 | Fan Coil | 0.5 | [5 empty] | 0.5 | 0.75 | 0.75 | 0.7 | 0.373 |  | 1 | All Day | 24.0 | 148.8 | 201.6 | 297.6 | 360 | 372 | 720 | 744 | 744 | 720 | 446.4 | 216 | 74.4 | 55.5024 | 75.1968 | 111.0048 | 134.28 | 138.756 | 268.56 | 277.512 | 277.512 | 268.56 | 166.5072 | 80.568 | 27.7512 | 5044.8 | 1881.7104 | 0.044032
4227 | AC system | Condenser Fan |  | Cooling 1 | 0.5 | 0.373 | 1 | 3 | 230.0 |  | 0.5 | 0.75 | 0.75 | 0.67 | 0.373 |  | 0.1 | AHU-1 (Example) | 15.0 | 0 | 0 | 0 | 0 | 0 | 31.5 | 37.2 | 37.2 | 36 | 0 | 0 | 0 | 0 | 0 | 0 | 0 | 0 | 11.7495 | 13.8756 | 13.8756 | 13.428 | 0 | 0 | 0 | 141.9 | 52.9287 | 0.22293
4228 | Ventilation | VAV Terminal Box | VAV-1 | Uniform | 0.5 | [5 empty] | 0.5 | 0.75 | 0.75 | 0.7 | 0.373 |  | 1 | All Day | 24.0 | 744 | 672 | 744 | 720 | 744 | 720 | 744 | 744 | 720 | 744 | 720 | 669.6 | 277.512 | 250.656 | 277.512 | 268.56 | 277.512 | 268.56 | 277.512 | 277.512 | 268.56 | 277.512 | 268.56 | 249.7608 | 8685.6 | 3239.7288 | 0.15532
4229 | Ventilation | Fan | L1-F-02 | Uniform | 0.5 | [5 empty] | 0.5 | 0.75 | 0.75 | 0.7 | 0.373 |  | 1 | All Day | 24.0 | 744 | 672 | 744 | 720 | 744 | 720 | 744 | 744 | 720 | 744 | 720 | 669.6 | 277.512 | 250.656 | 277.512 | 268.56 | 277.512 | 268.56 | 277.512 | 277.512 | 268.56 | 277.512 | 268.56 | 249.7608 | 8685.6 | 3239.7288 | 0.15532
4230 | Ventilation | Corridor Ventilation | RTU | Heating 1 | 0.5 | [5 empty] | 0.5 | 0.75 | 0.75 | 0.7 | 0.373 |  | 0.22 | All Day | 24.0 | 163.68 | 118.272 | 163.68 | 0 | 0 | 0 | 4.092 | 4.092 | 3.96 | 147.312 | 158.4 | 163.68 | 61.0526 | 44.1155 | 61.0526 | 0 | 0 | 0 | 1.5263 | 1.5263 | 1.4771 | 54.9474 | 59.0832 | 61.0526 | 927.168 | 345.8337 | 1.0245
4231 | Ventilation | Supply Fan | RTU-3 | Uniform | 0.5 | [5 empty] | 0.5 | 0.75 | 0.75 | 0.7 | 0.373 |  | 0.5 | Occupied | 10.857142857142900 | 168.2857 | 152 | 168.2857 | 162.8571 | 168.2857 | 162.8571 | 168.2857 | 168.2857 | 162.8571 | 168.2857 | 162.8571 | 168.2857 | 62.7706 | 56.696 | 62.7706 | 60.7457 | 62.7706 | 60.7457 | 62.7706 | 62.7706 | 60.7457 | 62.7706 | 60.7457 | 62.7706 | 1981.4286 | 739.0729 | 0.70438
4232 | Ventilation | Supply Fan | SF-1 | Uniform | 0.5 | [5 empty] | 0.5 | 0.75 | 0.75 | 0.7 | 0.373 |  | 0.5 | Occupied | 10.857142857142900 | 168.2857 | 152 | 168.2857 | 162.8571 | 168.2857 | 162.8571 | 168.2857 | 168.2857 | 162.8571 | 168.2857 | 162.8571 | 168.2857 | 62.7706 | 56.696 | 62.7706 | 60.7457 | 62.7706 | 60.7457 | 62.7706 | 62.7706 | 60.7457 | 62.7706 | 60.7457 | 62.7706 | 1981.4286 | 739.0729 | 0.70438
4233 | Pump | Pump | P-17 | Heating 1 | 0.5 | [5 empty] | 0.5 | 0.75 | 0.75 | 0.7 | 0.373 |  | 0.4 | All Day | 24.0 | 297.6 | 268.8 | 223.2 | 144 | 119.04 | 0 | 7.44 | 7.44 | 7.2 | 59.52 | 115.2 | 208.32 | 111.0048 | 100.2624 | 83.2536 | 53.712 | 44.4019 | 0 | 2.7751 | 2.7751 | 2.6856 | 22.201 | 42.9696 | 77.7034 | 1457.76 | 543.7445 | 0.06721
4234 | Pump | Pump | P-23 | Heating 1 | 0.5 | [5 empty] | 0.5 | 0.75 | 0.75 | 0.7 | 0.373 |  | 0.4 | All Day | 24.0 | 297.6 | 268.8 | 223.2 | 144 | 119.04 | 0 | 7.44 | 7.44 | 7.2 | 59.52 | 115.2 | 208.32 | 111.0048 | 100.2624 | 83.2536 | 53.712 | 44.4019 | 0 | 2.7751 | 2.7751 | 2.6856 | 22.201 | 42.9696 | 77.7034 | 1457.76 | 543.7445 | 0.06721
4235 | Ventilation | Exhaust Fan | EF-14 | Uniform | 0.5 | [5 empty] | 0.5 | 0.75 | 0.75 | 0.7 | 0.373 |  | 0.2 | 13.071428571428600 | 13.071428571428600 | 81.0429 | 73.2 | 81.0429 | 78.4286 | 81.0429 | 78.4286 | 81.0429 | 81.0429 | 78.4286 | 81.0429 | 78.4286 | 81.0429 | 30.229 | 27.3036 | 30.229 | 29.2539 | 30.229 | 29.2539 | 30.229 | 30.229 | 29.2539 | 30.229 | 29.2539 | 30.229 | 954.2143 | 355.9219 | 0.10403
4236 | Ventilation | Supply Fan | RTU-10 | Uniform | 0.5 | [5 empty] | 0.5 | 0.75 | 0.75 | 0.7 | 0.373 |  | 1 | RTU-10 | 13.714285714285700 | 425.1429 | 384 | 425.1429 | 411.4286 | 425.1429 | 411.4286 | 425.1429 | 425.1429 | 411.4286 | 425.1429 | 411.4286 | 425.1429 | 158.5783 | 143.232 | 158.5783 | 153.4629 | 158.5783 | 153.4629 | 158.5783 | 158.5783 | 153.4629 | 158.5783 | 153.4629 | 158.5783 | 5005.7143 | 1867.1314 | 0.18695
4237 | Pump | Hot water Pump |  | Heating 2 | 0.5 | [5 empty] | 0.5 | 0.75 | 0.75 | 0.7 | 0.373 |  | 0.3 | All Day | 24.0 | 223.2 | 201.6 | 156.24 | 64.8 | 22.32 | 0 | 0 | 0 | 10.8 | 66.96 | 151.2 | 223.2 | 83.2536 | 75.1968 | 58.2775 | 24.1704 | 8.3254 | 0 | 0 | 0 | 4.0284 | 24.9761 | 56.3976 | 83.2536 | 1120.32 | 417.8794 | 0.18273
4238 | Heat pump | Fan | RTU03 | Heat Pump | 0.5 | [5 empty] | 0.5 | 0.75 | 0.75 | 0.7 | 0.373 |  | 0.4 |  | 24.0 | 297.6 | 268.8 | 148.8 | 115.2 | 178.56 | 230.4 | 297.6 | 267.84 | 172.8 | 178.56 | 288 | 297.6 | 111.0048 | 100.2624 | 55.5024 | 42.9696 | 66.6029 | 85.9392 | 111.0048 | 99.9043 | 64.4544 | 66.6029 | 107.424 | 111.0048 | 2741.76 | 1022.6765 | 0.3411
4239 | Ventilation | Boiler Flue Fan | BF-1 | Heating 1 | 0.5 | [5 empty] | 0.5 | 0.75 | 0.75 | 0.7 | 0.373 |  | 0.095 | 24.0 | 24.0 | 70.68 | 63.84 | 53.01 | 34.2 | 28.272 | 13.68 | 1.767 | 1.767 | 1.71 | 14.136 | 27.36 | 49.476 | 26.3636 | 23.8123 | 19.7727 | 12.7566 | 10.5455 | 5.1026 | 0.65909 | 0.65909 | 0.63783 | 5.2727 | 10.2053 | 18.4545 | 359.898 | 134.242 | 0.039238
4240 | Pump | Hot Water Pump |  | Heating 1 | 0.5 | [5 empty] | 0.5 | 0.75 | 0.75 | 0.7 | 0.373 |  | 0.8 | All Day | 24.0 | 595.2 | 483.84 | 416.64 | 201.6 | 89.28 | 0 | 0 | 29.76 | 115.2 | 178.56 | 489.6 | 595.2 | 222.0096 | 180.4723 | 155.4067 | 75.1968 | 33.3014 | 0 | 0 | 11.1005 | 42.9696 | 66.6029 | 182.6208 | 222.0096 | 3194.88 | 1191.6902 | 19.3224
4241 | AC system | Condenser |  | Cooling 1 | 1.0 | [5 empty] | 1.0 | 0.75 | 0.75 | 0.65475 | 0.746 |  | 0 | All Day | 24.0 | 0 | 0 | 0 | 0 | 0 | 0 | 0 | 0 | 0 | 0 | 0 | 0 | 0 | 0 | 0 | 0 | 0 | 0 | 0 | 0 | 0 | 0 | 0 | 0 | 0 | 0 | 0
4242 | Pump | Pump | P7 | Uniform | 1.0 | [5 empty] | 1.0 | 0.75 | 0.75 | 0.65475 | 0.746 |  | 0 | Occupied | 12.0 | 0 | 0 | 0 | 0 | 0 | 0 | 0 | 0 | 0 | 0 | 0 | 0 | 0 | 0 | 0 | 0 | 0 | 0 | 0 | 0 | 0 | 0 | 0 | 0 | 0 | 0 | 0
4243 | AC system | Condensor Fan |  |  | 1.0 | [5 empty] | 1.0 | 0.75 | 0.75 | 0.65475 | 0.746 | [28 empty] | 0 | 0 | 0
4244 | Pump | Pump | P-7 | Uniform | 1.0 | [5 empty] | 1.0 | 0.75 | 0.75 | 0.65475 | 0.746 |  | 0 | Occupied | 16.523809523809500 | 0 | 0 | 0 | 0 | 0 | 0 | 0 | 0 | 0 | 0 | 0 | 0 | 0 | 0 | 0 | 0 | 0 | 0 | 0 | 0 | 0 | 0 | 0 | 0 | 0 | 0 | 0
4245 | Pump | Pump | P-8 | Uniform | 1.0 | [5 empty] | 1.0 | 0.75 | 0.75 | 0.65475 | 0.746 |  | 0 | Occupied | 16.523809523809500 | 0 | 0 | 0 | 0 | 0 | 0 | 0 | 0 | 0 | 0 | 0 | 0 | 0 | 0 | 0 | 0 | 0 | 0 | 0 | 0 | 0 | 0 | 0 | 0 | 0 | 0 | 0
4246 | Ventilation | Exhaust Fan | EF-210 | Uniform | 1.0 | [5 empty] | 1.0 | 0.75 | 0.75 | 0.65475 | 0.746 |  |  | DNT | 12.0 | 0 | 0 | 0 | 0 | 0 | 0 | 0 | 0 | 0 | 0 | 0 | 0 | 0 | 0 | 0 | 0 | 0 | 0 | 0 | 0 | 0 | 0 | 0 | 0 | 0 | 0 | 0
4247 | Ventilation | Exhaust Fan | EF-211 | Uniform | 1.0 | [5 empty] | 1.0 | 0.75 | 0.75 | 0.65475 | 0.746 |  |  | DNT | 12.0 | 0 | 0 | 0 | 0 | 0 | 0 | 0 | 0 | 0 | 0 | 0 | 0 | 0 | 0 | 0 | 0 | 0 | 0 | 0 | 0 | 0 | 0 | 0 | 0 | 0 | 0 | 0
4248 | Pump | Pump | P-7 | Uniform | 1.0 | [5 empty] | 1.0 | 0.75 | 0.75 | 0.65475 | 0.746 |  | 0 | Occupied | 18.357142857142900 | 0 | 0 | 0 | 0 | 0 | 0 | 0 | 0 | 0 | 0 | 0 | 0 | 0 | 0 | 0 | 0 | 0 | 0 | 0 | 0 | 0 | 0 | 0 | 0 | 0 | 0 | 0
4249 | Pump | Pump | P-8 | Uniform | 1.0 | [5 empty] | 1.0 | 0.75 | 0.75 | 0.65475 | 0.746 |  | 0 | Occupied | 18.357142857142900 | 0 | 0 | 0 | 0 | 0 | 0 | 0 | 0 | 0 | 0 | 0 | 0 | 0 | 0 | 0 | 0 | 0 | 0 | 0 | 0 | 0 | 0 | 0 | 0 | 0 | 0 | 0
4250 | Ventilation | Truck Bay Exhaust | EF6 | Uniform | 1.0 | [5 empty] | 1.0 | 0.75 | 0.75 | 0.65475 | 0.746 |  | 0 | Office Hours | 10.428571428571400 | 0 | 0 | 0 | 0 | 0 | 0 | 0 | 0 | 0 | 0 | 0 | 0 | 0 | 0 | 0 | 0 | 0 | 0 | 0 | 0 | 0 | 0 | 0 | 0 | 0 | 0 | 0
4251 | Pump | Pump | P-7 | Uniform | 1.0 | [5 empty] | 1.0 | 0.75 | 0.75 | 0.65475 | 0.746 |  | 0 | Occupied | 16.523809523809500 | 0 | 0 | 0 | 0 | 0 | 0 | 0 | 0 | 0 | 0 | 0 | 0 | 0 | 0 | 0 | 0 | 0 | 0 | 0 | 0 | 0 | 0 | 0 | 0 | 0 | 0 | 0
4252 | Pump | Pump | P-8 | Uniform | 1.0 | [5 empty] | 1.0 | 0.75 | 0.75 | 0.65475 | 0.746 |  | 0 | Occupied | 16.523809523809500 | 0 | 0 | 0 | 0 | 0 | 0 | 0 | 0 | 0 | 0 | 0 | 0 | 0 | 0 | 0 | 0 | 0 | 0 | 0 | 0 | 0 | 0 | 0 | 0 | 0 | 0 | 0
4253 | Pump | Pump | P7 | Uniform | 1.0 | [5 empty] | 1.0 | 0.75 | 0.75 | 0.65475 | 0.746 |  | 0 | Occupied | 12.0 | 0 | 0 | 0 | 0 | 0 | 0 | 0 | 0 | 0 | 0 | 0 | 0 | 0 | 0 | 0 | 0 | 0 | 0 | 0 | 0 | 0 | 0 | 0 | 0 | 0 | 0 | 0
4254 | Ventilation | Exhaust Fan | EF-210 | Uniform | 1.0 | [5 empty] | 1.0 | 0.75 | 0.75 | 0.65475 | 0.746 |  |  | DNT | 12.0 | 0 | 0 | 0 | 0 | 0 | 0 | 0 | 0 | 0 | 0 | 0 | 0 | 0 | 0 | 0 | 0 | 0 | 0 | 0 | 0 | 0 | 0 | 0 | 0 | 0 | 0 | 0
4255 | Ventilation | Exhaust Fan | EF-211 | Uniform | 1.0 | [5 empty] | 1.0 | 0.75 | 0.75 | 0.65475 | 0.746 |  |  | DNT | 12.0 | 0 | 0 | 0 | 0 | 0 | 0 | 0 | 0 | 0 | 0 | 0 | 0 | 0 | 0 | 0 | 0 | 0 | 0 | 0 | 0 | 0 | 0 | 0 | 0 | 0 | 0 | 0
4256 | Ventilation | Return Air | RTU-4 |  | 1.0 | [5 empty] | 1.0 | 0.75 | 0.75 | 0.65475 | 0.746 | [28 empty] | 0 | 0 | 0
4257 | Pump | OFFIC ELECTURE HEAT RECOVERY | S-P6 | Heating 1 | 1.0 | [5 empty] | 1.0 | 0.75 | 0.75 | 0.65475 | 0.746 |  | 0.1 | SP-6 | 12.5 | 38.75 | 35 | 34.875 | 18.75 | 15.5 | 3.75 | 0 | 0 | 3.75 | 15.5 | 15 | 27.125 | 28.9075 | 26.11 | 26.0167 | 13.9875 | 11.563 | 2.7975 | 0 | 0 | 2.7975 | 11.563 | 11.19 | 20.2353 | 208 | 155.168 | 0.025808
4258 | Pump | Pump | P-24 | Uniform | 1.0 | [5 empty] | 1.0 | 0.75 | 0.75 | 0.65475 | 0.746 |  | 0.2 | AHU-4 | 15.0 | 93 | 84 | 93 | 90 | 93 | 90 | 93 | 93 | 90 | 93 | 90 | 93 | 69.378 | 62.664 | 69.378 | 67.14 | 69.378 | 67.14 | 69.378 | 69.378 | 67.14 | 69.378 | 67.14 | 69.378 | 1095 | 816.87 | 0.058898
4259 | Pump | Pump | P-25 | Uniform | 1.0 | [5 empty] | 1.0 | 0.75 | 0.75 | 0.65475 | 0.746 |  | 0.2 | AHU-4 | 15.0 | 93 | 84 | 93 | 90 | 93 | 90 | 93 | 93 | 90 | 93 | 90 | 93 | 69.378 | 62.664 | 69.378 | 67.14 | 69.378 | 67.14 | 69.378 | 69.378 | 67.14 | 69.378 | 67.14 | 69.378 | 1095 | 816.87 | 0.058898
4260 | Pump | Pump | P-Boiler 1 | Uniform | 1.0 | [5 empty] | 1.0 | 0.75 | 0.75 | 0.65475 | 0.746 |  | 0.4 | Kitchen | 15.0 | 186 | 168 | 186 | 180 | 186 | 180 | 186 | 186 | 180 | 186 | 180 | 186 | 138.756 | 125.328 | 138.756 | 134.28 | 138.756 | 134.28 | 138.756 | 138.756 | 134.28 | 138.756 | 134.28 | 138.756 | 2190 | 1633.74 | 0.20194
4261 | Pump | Pump | P-Boiler 2 | Uniform | 1.0 | [5 empty] | 1.0 | 0.75 | 0.75 | 0.65475 | 0.746 |  | 0.4 | Kitchen | 15.0 | 186 | 168 | 186 | 180 | 186 | 180 | 186 | 186 | 180 | 186 | 180 | 186 | 138.756 | 125.328 | 138.756 | 134.28 | 138.756 | 134.28 | 138.756 | 138.756 | 134.28 | 138.756 | 134.28 | 138.756 | 2190 | 1633.74 | 0.20194
4262 | Ventilation | Supply Fan | RTU-1 | Uniform | 1.0 | [5 empty] | 1.0 | 0.75 | 0.75 | 0.65475 | 0.746 |  | 0.5 | RTUs | 12.0 | 186 | 168 | 186 | 180 | 186 | 180 | 186 | 186 | 180 | 186 | 180 | 186 | 138.756 | 125.328 | 138.756 | 134.28 | 138.756 | 134.28 | 138.756 | 138.756 | 134.28 | 138.756 | 134.28 | 138.756 | 2190 | 1633.74 | 5.4457
4263 | Ventilation | Exhaust Fan |  | Uniform | 1.0 | [5 empty] | 1.0 | 0.75 | 0.75 | 0.65475 | 0.746 |  | 0.25 | All Day | 24.0 | 186 | 168 | 186 | 180 | 186 | 180 | 186 | 186 | 180 | 186 | 180 | 186 | 138.756 | 125.328 | 138.756 | 134.28 | 138.756 | 134.28 | 138.756 | 138.756 | 134.28 | 138.756 | 134.28 | 138.756 | 2190 | 1633.74 | 0.67689
4264 | Ventilation | Exhaust Fan | EF-4 | Uniform | 1.0 | [5 empty] | 1.0 | 0.75 | 0.75 | 0.65475 | 0.746 |  | 0.25 | All Day | 24.0 | 186 | 168 | 186 | 180 | 186 | 180 | 186 | 186 | 180 | 186 | 180 | 186 | 138.756 | 125.328 | 138.756 | 134.28 | 138.756 | 134.28 | 138.756 | 138.756 | 134.28 | 138.756 | 134.28 | 138.756 | 2190 | 1633.74 | 0.24727
4265 | Ventilation | Carl Jrs FCU | FCU-1 | Uniform | 1.0 | [5 empty] | 1.0 | 0.75 | 0.75 | 0.65475 | 0.746 |  | 1 | Occupied | 12.0 | 372 | 336 | 372 | 360 | 372 | 360 | 372 | 372 | 360 | 372 | 360 | 372 | 277.512 | 250.656 | 277.512 | 268.56 | 277.512 | 268.56 | 277.512 | 277.512 | 268.56 | 277.512 | 268.56 | 277.512 | 4380 | 3267.48 | 0.39089
4266 | Pump | Sewer Sump Pumps x2 |  | Uniform | 1.0 | [5 empty] | 1.0 | 0.75 | 0.75 | 0.65475 | 0.746 |  | 0.5 | All Day | 24.0 | 372 | 336 | 372 | 360 | 372 | 360 | 372 | 372 | 360 | 372 | 360 | 372 | 277.512 | 250.656 | 277.512 | 268.56 | 277.512 | 268.56 | 277.512 | 277.512 | 268.56 | 277.512 | 268.56 | 277.512 | 4380 | 3267.48 | 1.0644
4267 | Ventilation | Supply Fan | AHU-1 | Uniform | 1.0 | [5 empty] | 1.0 | 0.75 | 0.75 | 0.65475 | 0.746 |  | 1 | Occupied | 12.0 | 372 | 336 | 372 | 360 | 372 | 360 | 372 | 372 | 360 | 372 | 360 | 372 | 277.512 | 250.656 | 277.512 | 268.56 | 277.512 | 268.56 | 277.512 | 277.512 | 268.56 | 277.512 | 268.56 | 277.512 | 4380 | 3267.48 | 1.2207
4268 | Ventilation | Supply & Return | AHU-6 | Uniform | 1.0 | [5 empty] | 1.0 | 0.75 | 0.75 | 0.65475 | 0.746 |  | 0.5 | All Day | 24.0 | 372 | 336 | 372 | 360 | 372 | 360 | 372 | 372 | 360 | 372 | 360 | 372 | 277.512 | 250.656 | 277.512 | 268.56 | 277.512 | 268.56 | 277.512 | 277.512 | 268.56 | 277.512 | 268.56 | 277.512 | 4380 | 3267.48 | 0.022731
4269 | Ventilation | Supply Fan | MUA-1 | Uniform | 1.0 | [5 empty] | 1.0 | 0.75 | 0.75 | 0.65475 | 0.746 |  | 0.5 | All Day | 24.0 | 372 | 336 | 372 | 360 | 372 | 360 | 372 | 372 | 360 | 372 | 360 | 372 | 277.512 | 250.656 | 277.512 | 268.56 | 277.512 | 268.56 | 277.512 | 277.512 | 268.56 | 277.512 | 268.56 | 277.512 | 4380 | 3267.48 | 0.022731
4270 | Ventilation | Supply Fan | AHU-1 | Uniform | 1.0 | [5 empty] | 1.0 | 0.75 | 0.75 | 0.65475 | 0.746 |  | 0.5 | All Day | 24.0 | 372 | 336 | 372 | 360 | 372 | 360 | 372 | 372 | 360 | 372 | 360 | 372 | 277.512 | 250.656 | 277.512 | 268.56 | 277.512 | 268.56 | 277.512 | 277.512 | 268.56 | 277.512 | 268.56 | 277.512 | 4380 | 3267.48 | 0.022731
4271 | Ventilation | Exhaust Fan | EF-201 | Uniform | 1.0 | [5 empty] | 1.0 | 0.75 | 0.75 | 0.65475 | 0.746 |  | 1 | DNT | 12.0 | 372 | 336 | 372 | 360 | 372 | 360 | 372 | 372 | 360 | 372 | 360 | 372 | 277.512 | 250.656 | 277.512 | 268.56 | 277.512 | 268.56 | 277.512 | 277.512 | 268.56 | 277.512 | 268.56 | 277.512 | 4380 | 3267.48 | 0.058478
4272 | Ventilation | Exhaust Fan | EF-213 | Uniform | 1.0 | [5 empty] | 1.0 | 0.75 | 0.75 | 0.65475 | 0.746 |  | 1 | DNT | 12.0 | 372 | 336 | 372 | 360 | 372 | 360 | 372 | 372 | 360 | 372 | 360 | 372 | 277.512 | 250.656 | 277.512 | 268.56 | 277.512 | 268.56 | 277.512 | 277.512 | 268.56 | 277.512 | 268.56 | 277.512 | 4380 | 3267.48 | 0.058478
4273 | Ventilation | Supply Fan | RTU-2 | Uniform | 1.0 | [5 empty] | 1.0 | 0.75 | 0.75 | 0.65475 | 0.746 |  | 1 | RTUs | 12.0 | 372 | 336 | 372 | 360 | 372 | 360 | 372 | 372 | 360 | 372 | 360 | 372 | 277.512 | 250.656 | 277.512 | 268.56 | 277.512 | 268.56 | 277.512 | 277.512 | 268.56 | 277.512 | 268.56 | 277.512 | 4380 | 3267.48 | 10.8915
4274 | Ventilation | Exhaust Fan | EF-4 | Uniform | 1.0 | [5 empty] | 1.0 | 0.75 | 0.75 | 0.65475 | 0.746 |  | 0.5 | 24/7 | 24.0 | 372 | 336 | 372 | 360 | 372 | 360 | 372 | 372 | 360 | 372 | 360 | 372 | 277.512 | 250.656 | 277.512 | 268.56 | 277.512 | 268.56 | 277.512 | 277.512 | 268.56 | 277.512 | 268.56 | 277.512 | 4380 | 3267.48 | 0.32716
4275 | Ventilation | Exhaust Fan | EF-13 | Uniform | 1.0 | [5 empty] | 1.0 | 0.75 | 0.75 | 0.65475 | 0.746 |  | 0.5 | 24/7 | 24.0 | 372 | 336 | 372 | 360 | 372 | 360 | 372 | 372 | 360 | 372 | 360 | 372 | 277.512 | 250.656 | 277.512 | 268.56 | 277.512 | 268.56 | 277.512 | 277.512 | 268.56 | 277.512 | 268.56 | 277.512 | 4380 | 3267.48 | 0.32716
4276 | Pump | Pump | P-17 | Uniform | 1.0 | [5 empty] | 1.0 | 0.75 | 0.75 | 0.65475 | 0.746 |  | 0.5 | All Day | 24.0 | 372 | 336 | 372 | 360 | 372 | 360 | 372 | 372 | 360 | 372 | 360 | 372 | 277.512 | 250.656 | 277.512 | 268.56 | 277.512 | 268.56 | 277.512 | 277.512 | 268.56 | 277.512 | 268.56 | 277.512 | 4380 | 3267.48 | 0.06186
4277 | Pump | Pump | P-19 | Uniform | 1.0 | [5 empty] | 1.0 | 0.75 | 0.75 | 0.65475 | 0.746 |  | 0.5 | All Day | 24.0 | 372 | 336 | 372 | 360 | 372 | 360 | 372 | 372 | 360 | 372 | 360 | 372 | 277.512 | 250.656 | 277.512 | 268.56 | 277.512 | 268.56 | 277.512 | 277.512 | 268.56 | 277.512 | 268.56 | 277.512 | 4380 | 3267.48 | 0.06186
4278 | Ventilation | Exhaust Fan | F-11 | Uniform | 1.0 | [5 empty] | 1.0 | 0.75 | 0.75 | 0.65475 | 0.746 |  | 0.5 | All Day | 24.0 | 372 | 336 | 372 | 360 | 372 | 360 | 372 | 372 | 360 | 372 | 360 | 372 | 277.512 | 250.656 | 277.512 | 268.56 | 277.512 | 268.56 | 277.512 | 277.512 | 268.56 | 277.512 | 268.56 | 277.512 | 4380 | 3267.48 | 0.10706
4279 | Ventilation | Pantry Exhaust Fan | Pantry EF-1 | Uniform | 1.0 | [5 empty] | 1.0 | 0.75 | 0.75 | 0.65475 | 0.746 |  | 1 | Pantry | 12.0 | 372 | 336 | 372 | 360 | 372 | 360 | 372 | 372 | 360 | 372 | 360 | 372 | 277.512 | 250.656 | 277.512 | 268.56 | 277.512 | 268.56 | 277.512 | 277.512 | 268.56 | 277.512 | 268.56 | 277.512 | 4380 | 3267.48 | 3.7837
4280 | Ventilation | Carl Jrs FCU | FCU-1 | Uniform | 1.0 | [5 empty] | 1.0 | 0.75 | 0.75 | 0.65475 | 0.746 |  | 1 | Occupied | 12.0 | 372 | 336 | 372 | 360 | 372 | 360 | 372 | 372 | 360 | 372 | 360 | 372 | 277.512 | 250.656 | 277.512 | 268.56 | 277.512 | 268.56 | 277.512 | 277.512 | 268.56 | 277.512 | 268.56 | 277.512 | 4380 | 3267.48 | 0.39089
4281 | Ventilation | Exhaust Fan | EF-201 | Uniform | 1.0 | [5 empty] | 1.0 | 0.75 | 0.75 | 0.65475 | 0.746 |  | 1 | DNT | 12.0 | 372 | 336 | 372 | 360 | 372 | 360 | 372 | 372 | 360 | 372 | 360 | 372 | 277.512 | 250.656 | 277.512 | 268.56 | 277.512 | 268.56 | 277.512 | 277.512 | 268.56 | 277.512 | 268.56 | 277.512 | 4380 | 3267.48 | 0.058478
4282 | Ventilation | Exhaust Fan | EF-213 | Uniform | 1.0 | [5 empty] | 1.0 | 0.75 | 0.75 | 0.65475 | 0.746 |  | 1 | DNT | 12.0 | 372 | 336 | 372 | 360 | 372 | 360 | 372 | 372 | 360 | 372 | 360 | 372 | 277.512 | 250.656 | 277.512 | 268.56 | 277.512 | 268.56 | 277.512 | 277.512 | 268.56 | 277.512 | 268.56 | 277.512 | 4380 | 3267.48 | 0.058478
4283 | Ventilation | RTU Supply Fan | RTU1 | Uniform | 1.0 | [5 empty] | 1.0 | 0.75 | 0.75 | 0.65475 | 0.746 |  | 1 | All Day | 24.0 | 744 | 672 | 744 | 720 | 744 | 720 | 744 | 744 | 720 | 744 | 720 | 744 | 555.024 | 501.312 | 555.024 | 537.12 | 555.024 | 537.12 | 555.024 | 555.024 | 537.12 | 555.024 | 537.12 | 555.024 | 8760 | 6534.96 | 4.3233
4284 | Ventilation | Supply Fan | SF-1 | Uniform | 1.0 | [5 empty] | 1.0 | 0.75 | 0.75 | 0.65475 | 0.746 |  | 1 | All Day | 24.0 | 744 | 672 | 744 | 720 | 744 | 720 | 744 | 744 | 720 | 744 | 720 | 744 | 555.024 | 501.312 | 555.024 | 537.12 | 555.024 | 537.12 | 555.024 | 555.024 | 537.12 | 555.024 | 537.12 | 555.024 | 8760 | 6534.96 | 0.60573
4285 | Ventilation | Exhaust Fan | FE-1 | Uniform | 1.0 | [5 empty] | 1.0 | 0.75 | 0.75 | 0.65475 | 0.746 |  | 1 | All Day | 24.0 | 744 | 672 | 744 | 720 | 744 | 720 | 744 | 744 | 720 | 744 | 720 | 744 | 555.024 | 501.312 | 555.024 | 537.12 | 555.024 | 537.12 | 555.024 | 555.024 | 537.12 | 555.024 | 537.12 | 555.024 | 8760 | 6534.96 | 0.60573
4286 | Ventilation | Exhaust Fan | FE-2 | Uniform | 1.0 | [5 empty] | 1.0 | 0.75 | 0.75 | 0.65475 | 0.746 |  | 1 | All Day | 24.0 | 744 | 672 | 744 | 720 | 744 | 720 | 744 | 744 | 720 | 744 | 720 | 744 | 555.024 | 501.312 | 555.024 | 537.12 | 555.024 | 537.12 | 555.024 | 555.024 | 537.12 | 555.024 | 537.12 | 555.024 | 8760 | 6534.96 | 0.60573
4287 | Ventilation | Exhaust Fan | FE-3 | Uniform | 1.0 | [5 empty] | 1.0 | 0.75 | 0.75 | 0.65475 | 0.746 |  | 1 | All Day | 24.0 | 744 | 672 | 744 | 720 | 744 | 720 | 744 | 744 | 720 | 744 | 720 | 744 | 555.024 | 501.312 | 555.024 | 537.12 | 555.024 | 537.12 | 555.024 | 555.024 | 537.12 | 555.024 | 537.12 | 555.024 | 8760 | 6534.96 | 0.60573
4288 | Ventilation | Exhaust Fan | FE-4 | Uniform | 1.0 | [5 empty] | 1.0 | 0.75 | 0.75 | 0.65475 | 0.746 |  | 1 | All Day | 24.0 | 744 | 672 | 744 | 720 | 744 | 720 | 744 | 744 | 720 | 744 | 720 | 744 | 555.024 | 501.312 | 555.024 | 537.12 | 555.024 | 537.12 | 555.024 | 555.024 | 537.12 | 555.024 | 537.12 | 555.024 | 8760 | 6534.96 | 0.60573
4289 | Ventilation | Exhaust Fan | EF-3 | Uniform | 1.0 | [5 empty] | 1.0 | 0.75 | 0.75 | 0.65475 | 0.746 |  | 1 | All Day | 24.0 | 744 | 672 | 744 | 720 | 744 | 720 | 744 | 744 | 720 | 744 | 720 | 744 | 555.024 | 501.312 | 555.024 | 537.12 | 555.024 | 537.12 | 555.024 | 555.024 | 537.12 | 555.024 | 537.12 | 555.024 | 8760 | 6534.96 | 1.8945
4290 | Ventilation | Exhaust Fan | EF-13 | Uniform | 1.0 | [5 empty] | 1.0 | 0.75 | 0.75 | 0.65475 | 0.746 |  | 1 | All Day | 24.0 | 744 | 672 | 744 | 720 | 744 | 720 | 744 | 744 | 720 | 744 | 720 | 744 | 555.024 | 501.312 | 555.024 | 537.12 | 555.024 | 537.12 | 555.024 | 555.024 | 537.12 | 555.024 | 537.12 | 555.024 | 8760 | 6534.96 | 1.8945
4291 | Ventilation | Exhaust Fan | EF-14 | Uniform | 1.0 | [5 empty] | 1.0 | 0.75 | 0.75 | 0.65475 | 0.746 |  | 1 | All Day | 24.0 | 744 | 672 | 744 | 720 | 744 | 720 | 744 | 744 | 720 | 744 | 720 | 744 | 555.024 | 501.312 | 555.024 | 537.12 | 555.024 | 537.12 | 555.024 | 555.024 | 537.12 | 555.024 | 537.12 | 555.024 | 8760 | 6534.96 | 1.8945
4292 | Ventilation | Exhaust Fan | EF-P-02 | Uniform | 1.0 | [5 empty] | 1.0 | 0.75 | 0.75 | 0.65475 | 0.746 |  | 1 | All Day | 24.0 | 744 | 672 | 744 | 720 | 744 | 720 | 744 | 744 | 720 | 744 | 720 | 744 | 555.024 | 501.312 | 555.024 | 537.12 | 555.024 | 537.12 | 555.024 | 555.024 | 537.12 | 555.024 | 537.12 | 555.024 | 8760 | 6534.96 | 0.47119
4293 | AC System | Evaporator Fan | LSU-1 | Uniform | 1.0 | [5 empty] | 1.0 | 0.75 | 0.75 | 0.65475 | 0.746 |  | 1 | All Day | 24.0 | 744 | 672 | 744 | 720 | 744 | 720 | 744 | 744 | 720 | 744 | 720 | 744 | 555.024 | 501.312 | 555.024 | 537.12 | 555.024 | 537.12 | 555.024 | 555.024 | 537.12 | 555.024 | 537.12 | 555.024 | 8760 | 6534.96 | 0.47119
4294 | Ventilation | Fume Hood | 34-01-025 | Uniform | 1.0 | [5 empty] | 1.0 | 0.75 | 0.75 | 0.65475 | 0.746 |  | 1 | All Day | 24.0 | 744 | 672 | 744 | 720 | 744 | 720 | 744 | 744 | 720 | 744 | 720 | 744 | 555.024 | 501.312 | 555.024 | 537.12 | 555.024 | 537.12 | 555.024 | 555.024 | 537.12 | 555.024 | 537.12 | 555.024 | 8760 | 6534.96 | 8.4583
4295 | Ventilation | Supply Fan | AHU2 - SF | Uniform | 1.0 |  | 3 |  | 208.0 |  | 1.0 | 0.75 | 0.75 | 0.65475 | 0.746 |  | 1 |  | 24.0 | 744 | 672 | 744 | 720 | 744 | 720 | 744 | 744 | 720 | 744 | 720 | 744 | 555.024 | 501.312 | 555.024 | 537.12 | 555.024 | 537.12 | 555.024 | 555.024 | 537.12 | 555.024 | 537.12 | 555.024 | 8760 | 6534.96 | 1.0002
4296 | Fume hoods | Fume Hood | FH4 | Uniform | 1.0 |  |  |  |  | 1.2 | 1.0 | 0.75 | 0.75 | 0.65475 | 0.746 |  | 1 |  | 24.0 | 744 | 672 | 744 | 720 | 744 | 720 | 744 | 744 | 720 | 744 | 720 | 744 | 555.024 | 501.312 | 555.024 | 537.12 | 555.024 | 537.12 | 555.024 | 555.024 | 537.12 | 555.024 | 537.12 | 555.024 | 8760 | 6534.96 | 1.0002
4297 | Fume hoods | Fume Hood |  | Uniform | 1.0 |  | 3 |  | 208.0 |  | 1.0 | 0.75 | 0.75 | 0.65475 | 0.746 |  | 1 |  | 24.0 | 744 | 672 | 744 | 720 | 744 | 720 | 744 | 744 | 720 | 744 | 720 | 744 | 555.024 | 501.312 | 555.024 | 537.12 | 555.024 | 537.12 | 555.024 | 555.024 | 537.12 | 555.024 | 537.12 | 555.024 | 8760 | 6534.96 | 1.0002
4298 | Fume hoods | Fume Hood |  | Uniform | 1.0 | [5 empty] | 1.0 | 0.75 | 0.75 | 0.65475 | 0.746 |  | 1 |  | 24.0 | 744 | 672 | 744 | 720 | 744 | 720 | 744 | 744 | 720 | 744 | 720 | 744 | 555.024 | 501.312 | 555.024 | 537.12 | 555.024 | 537.12 | 555.024 | 555.024 | 537.12 | 555.024 | 537.12 | 555.024 | 8760 | 6534.96 | 1.0002
4299 | Ventilation | Supply Fan | R-AHU1 | Uniform | 1.0 | [5 empty] | 1.0 | 0.75 | 0.75 | 0.65475 | 0.746 |  | 1 | All Day | 24.0 | 744 | 672 | 744 | 720 | 744 | 720 | 744 | 744 | 720 | 744 | 720 | 744 | 555.024 | 501.312 | 555.024 | 537.12 | 555.024 | 537.12 | 555.024 | 555.024 | 537.12 | 555.024 | 537.12 | 555.024 | 8760 | 6534.96 | 2.4414
4300 | Ventilation | Exhaust Fan | EF-21 | EF | 1.0 | [5 empty] | 1.0 | 0.75 | 0.75 | 0.65475 | 0.746 |  | 1 |  | 24.0 | 744 | 672 | 744 | 720 | 744 | 720 | 744 | 744 | 720 | 744 | 720 | 744 | 555.024 | 501.312 | 555.024 | 537.12 | 555.024 | 537.12 | 555.024 | 555.024 | 537.12 | 555.024 | 537.12 | 555.024 | 8760 | 6534.96 | 0.45592
4301 | Ventilation | Exhaust Fan | EF-64 | EF | 1.0 | [5 empty] | 1.0 | 0.75 | 0.75 | 0.65475 | 0.746 |  | 1 |  | 24.0 | 744 | 672 | 744 | 720 | 744 | 720 | 744 | 744 | 720 | 744 | 720 | 744 | 555.024 | 501.312 | 555.024 | 537.12 | 555.024 | 537.12 | 555.024 | 555.024 | 537.12 | 555.024 | 537.12 | 555.024 | 8760 | 6534.96 | 0.45592
4302 | Ventilation | Supply Fan | AH-2 | Uniform | 1.0 | [5 empty] | 1.0 | 0.75 | 0.75 | 0.65475 | 0.746 |  | 1 | All Day | 24.0 | 744 | 672 | 744 | 720 | 744 | 720 | 744 | 744 | 720 | 744 | 720 | 744 | 555.024 | 501.312 | 555.024 | 537.12 | 555.024 | 537.12 | 555.024 | 555.024 | 537.12 | 555.024 | 537.12 | 555.024 | 8760 | 6534.96 | 0.045462
4303 | Pump | DHW Pumps |  | Uniform | 1.0 | [5 empty] | 1.0 | 0.75 | 0.75 | 0.65475 | 0.746 |  | 1 | All Day | 24.0 | 744 | 672 | 744 | 720 | 744 | 720 | 744 | 744 | 720 | 744 | 720 | 744 | 555.024 | 501.312 | 555.024 | 537.12 | 555.024 | 537.12 | 555.024 | 555.024 | 537.12 | 555.024 | 537.12 | 555.024 | 8760 | 6534.96 | 0.045462
4304 | Pump | CHW Circ Pump | P-1 | Uniform | 1.0 | [5 empty] | 1.0 | 0.75 | 0.75 | 0.65475 | 0.746 |  | 1 | All Day | 24.0 | 744 | 672 | 744 | 720 | 744 | 720 | 744 | 744 | 720 | 744 | 720 | 744 | 555.024 | 501.312 | 555.024 | 537.12 | 555.024 | 537.12 | 555.024 | 555.024 | 537.12 | 555.024 | 537.12 | 555.024 | 8760 | 6534.96 | 0.045462
4305 | Ventilation | Supply Fan | AH-6 | Uniform | 1.0 | [5 empty] | 1.0 | 0.75 | 0.75 | 0.65475 | 0.746 |  | 1 | All Day | 24.0 | 744 | 672 | 744 | 720 | 744 | 720 | 744 | 744 | 720 | 744 | 720 | 744 | 555.024 | 501.312 | 555.024 | 537.12 | 555.024 | 537.12 | 555.024 | 555.024 | 537.12 | 555.024 | 537.12 | 555.024 | 8760 | 6534.96 | 0.045462
4306 | Ventilation | Supply Fan | RTU-1 | Uniform | 1.0 | [5 empty] | 1.0 | 0.75 | 0.75 | 0.65475 | 0.746 |  | 1 | All Day | 24.0 | 744 | 672 | 744 | 720 | 744 | 720 | 744 | 744 | 720 | 744 | 720 | 744 | 555.024 | 501.312 | 555.024 | 537.12 | 555.024 | 537.12 | 555.024 | 555.024 | 537.12 | 555.024 | 537.12 | 555.024 | 8760 | 6534.96 | 0.045462
4307 | Ventilation | Exhaust Fan | EF | Uniform | 1.0 | [5 empty] | 1.0 | 0.75 | 0.75 | 0.65475 | 0.746 |  | 1 | All Day | 24.0 | 744 | 672 | 744 | 720 | 744 | 720 | 744 | 744 | 720 | 744 | 720 | 744 | 555.024 | 501.312 | 555.024 | 537.12 | 555.024 | 537.12 | 555.024 | 555.024 | 537.12 | 555.024 | 537.12 | 555.024 | 8760 | 6534.96 | 6.0804
4308 | Ventilation | Exhaust Fan | EF-5 | Uniform | 1.0 | [5 empty] | 1.0 | 0.75 | 0.75 | 0.65475 | 0.746 |  | 1 | All Day | 24.0 | 744 | 672 | 744 | 720 | 744 | 720 | 744 | 744 | 720 | 744 | 720 | 744 | 555.024 | 501.312 | 555.024 | 537.12 | 555.024 | 537.12 | 555.024 | 555.024 | 537.12 | 555.024 | 537.12 | 555.024 | 8760 | 6534.96 | 0.33563
4309 | Ventilation | Fumehood EF | FHE-15 | Uniform | 1.0 | [5 empty] | 1.0 | 0.75 | 0.75 | 0.65475 | 0.746 |  | 1 | All Day | 24.0 | 744 | 672 | 744 | 720 | 744 | 720 | 744 | 744 | 720 | 744 | 720 | 744 | 555.024 | 501.312 | 555.024 | 537.12 | 555.024 | 537.12 | 555.024 | 555.024 | 537.12 | 555.024 | 537.12 | 555.024 | 8760 | 6534.96 | 0.33563
4310 | Ventilation | Fumehood EF | FHE-16 | Uniform | 1.0 | [5 empty] | 1.0 | 0.75 | 0.75 | 0.65475 | 0.746 |  | 1 | All Day | 24.0 | 744 | 672 | 744 | 720 | 744 | 720 | 744 | 744 | 720 | 744 | 720 | 744 | 555.024 | 501.312 | 555.024 | 537.12 | 555.024 | 537.12 | 555.024 | 555.024 | 537.12 | 555.024 | 537.12 | 555.024 | 8760 | 6534.96 | 0.33563
4311 | Ventilation | Supply Fan | RTU-1 | Uniform | 1.0 | [5 empty] | 1.0 | 0.75 | 0.75 | 0.65475 | 0.746 |  | 1 | All Day | 24.0 | 744 | 672 | 744 | 720 | 744 | 720 | 744 | 744 | 720 | 744 | 720 | 744 | 555.024 | 501.312 | 555.024 | 537.12 | 555.024 | 537.12 | 555.024 | 555.024 | 537.12 | 555.024 | 537.12 | 555.024 | 8760 | 6534.96 | 0.50658
4312 | Ventilation | Supply Fan | RTU-2 | Uniform | 1.0 | [5 empty] | 1.0 | 0.75 | 0.75 | 0.65475 | 0.746 |  | 1 | All Day | 24.0 | 744 | 672 | 744 | 720 | 744 | 720 | 744 | 744 | 720 | 744 | 720 | 744 | 555.024 | 501.312 | 555.024 | 537.12 | 555.024 | 537.12 | 555.024 | 555.024 | 537.12 | 555.024 | 537.12 | 555.024 | 8760 | 6534.96 | 0.50658
4313 | Ventilation | Supply Fan | RTU-3 | Uniform | 1.0 | [5 empty] | 1.0 | 0.75 | 0.75 | 0.65475 | 0.746 |  | 1 | All Day | 24.0 | 744 | 672 | 744 | 720 | 744 | 720 | 744 | 744 | 720 | 744 | 720 | 744 | 555.024 | 501.312 | 555.024 | 537.12 | 555.024 | 537.12 | 555.024 | 555.024 | 537.12 | 555.024 | 537.12 | 555.024 | 8760 | 6534.96 | 0.50658
4314 | Ventilation | Supply Fan | RTU-4 | Uniform | 1.0 | [5 empty] | 1.0 | 0.75 | 0.75 | 0.65475 | 0.746 |  | 1 | All Day | 24.0 | 744 | 672 | 744 | 720 | 744 | 720 | 744 | 744 | 720 | 744 | 720 | 744 | 555.024 | 501.312 | 555.024 | 537.12 | 555.024 | 537.12 | 555.024 | 555.024 | 537.12 | 555.024 | 537.12 | 555.024 | 8760 | 6534.96 | 0.50658
4315 | Ventilation | Supply Fan | RTU-5 | Uniform | 1.0 | [5 empty] | 1.0 | 0.75 | 0.75 | 0.65475 | 0.746 |  | 1 | All Day | 24.0 | 744 | 672 | 744 | 720 | 744 | 720 | 744 | 744 | 720 | 744 | 720 | 744 | 555.024 | 501.312 | 555.024 | 537.12 | 555.024 | 537.12 | 555.024 | 555.024 | 537.12 | 555.024 | 537.12 | 555.024 | 8760 | 6534.96 | 0.50658
4316 | Ventilation | Supply Fan | SF-3 | Uniform | 1.0 | [5 empty] | 1.0 | 0.75 | 0.75 | 0.65475 | 0.746 |  | 1 | All Day | 24.0 | 744 | 672 | 744 | 720 | 744 | 720 | 744 | 744 | 720 | 744 | 720 | 744 | 555.024 | 501.312 | 555.024 | 537.12 | 555.024 | 537.12 | 555.024 | 555.024 | 537.12 | 555.024 | 537.12 | 555.024 | 8760 | 6534.96 | 5.8907
4317 | Ventilation | Exhaust Fan | EF-101A | Uniform | 1.0 | [5 empty] | 1.0 | 0.75 | 0.75 | 0.65475 | 0.746 |  | 1 | All Day | 24.0 | 744 | 672 | 744 | 720 | 744 | 720 | 744 | 744 | 720 | 744 | 720 | 744 | 555.024 | 501.312 | 555.024 | 537.12 | 555.024 | 537.12 | 555.024 | 555.024 | 537.12 | 555.024 | 537.12 | 555.024 | 8760 | 6534.96 | 0.11696
4318 | Ventilation | Exhaust Fan | EF-101B | Uniform | 1.0 | [5 empty] | 1.0 | 0.75 | 0.75 | 0.65475 | 0.746 |  | 1 | All Day | 24.0 | 744 | 672 | 744 | 720 | 744 | 720 | 744 | 744 | 720 | 744 | 720 | 744 | 555.024 | 501.312 | 555.024 | 537.12 | 555.024 | 537.12 | 555.024 | 555.024 | 537.12 | 555.024 | 537.12 | 555.024 | 8760 | 6534.96 | 0.11696
4319 | Ventilation | Exhaust fan | EF-2 | Uniform | 1.0 | [5 empty] | 1.0 | 0.75 | 0.75 | 0.65475 | 0.746 |  | 1 | All Day | 24.0 | 744 | 672 | 744 | 720 | 744 | 720 | 744 | 744 | 720 | 744 | 720 | 744 | 555.024 | 501.312 | 555.024 | 537.12 | 555.024 | 537.12 | 555.024 | 555.024 | 537.12 | 555.024 | 537.12 | 555.024 | 8760 | 6534.96 | 0.80776
4320 | Ventilation | Exhaust fan | EF-15 | Uniform | 1.0 | [5 empty] | 1.0 | 0.75 | 0.75 | 0.65475 | 0.746 |  | 1 | All Day | 24.0 | 744 | 672 | 744 | 720 | 744 | 720 | 744 | 744 | 720 | 744 | 720 | 744 | 555.024 | 501.312 | 555.024 | 537.12 | 555.024 | 537.12 | 555.024 | 555.024 | 537.12 | 555.024 | 537.12 | 555.024 | 8760 | 6534.96 | 0.80776
4321 | Ventilation | Exhaust Fan | EF-2 | Uniform | 1.0 | [5 empty] | 1.0 | 0.75 | 0.75 | 0.65475 | 0.746 |  | 1 | 24/7 | 24.0 | 744 | 672 | 744 | 720 | 744 | 720 | 744 | 744 | 720 | 744 | 720 | 744 | 555.024 | 501.312 | 555.024 | 537.12 | 555.024 | 537.12 | 555.024 | 555.024 | 537.12 | 555.024 | 537.12 | 555.024 | 8760 | 6534.96 | 0.65432
4322 | Ventilation | Supply Fan | MUA-1 | Uniform | 1.0 | [5 empty] | 1.0 | 0.75 | 0.75 | 0.65475 | 0.746 |  | 1 | All Day | 24.0 | 744 | 672 | 744 | 720 | 744 | 720 | 744 | 744 | 720 | 744 | 720 | 744 | 555.024 | 501.312 | 555.024 | 537.12 | 555.024 | 537.12 | 555.024 | 555.024 | 537.12 | 555.024 | 537.12 | 555.024 | 8760 | 6534.96 | 23.8366
4323 | Ventilation | Exhaust Fan | EF-21 | EF | 1.0 | [5 empty] | 1.0 | 0.75 | 0.75 | 0.65475 | 0.746 |  | 1 |  | 24.0 | 744 | 672 | 744 | 720 | 744 | 720 | 744 | 744 | 720 | 744 | 720 | 744 | 555.024 | 501.312 | 555.024 | 537.12 | 555.024 | 537.12 | 555.024 | 555.024 | 537.12 | 555.024 | 537.12 | 555.024 | 8760 | 6534.96 | 0.45995
4324 | Ventilation | Exhaust Fan | EF-64 | EF | 1.0 | [5 empty] | 1.0 | 0.75 | 0.75 | 0.65475 | 0.746 |  | 1 |  | 24.0 | 744 | 672 | 744 | 720 | 744 | 720 | 744 | 744 | 720 | 744 | 720 | 744 | 555.024 | 501.312 | 555.024 | 537.12 | 555.024 | 537.12 | 555.024 | 555.024 | 537.12 | 555.024 | 537.12 | 555.024 | 8760 | 6534.96 | 0.45995
4325 | Ventilation | AHU-103 EF 103A | EAX-103A | Uniform | 1.0 | [5 empty] | 1.0 | 0.75 | 0.75 | 0.65475 | 0.746 |  | 1 | All Day | 24.0 | 744 | 672 | 744 | 720 | 744 | 720 | 744 | 744 | 720 | 744 | 720 | 744 | 555.024 | 501.312 | 555.024 | 537.12 | 555.024 | 537.12 | 555.024 | 555.024 | 537.12 | 555.024 | 537.12 | 555.024 | 8760 | 6534.96 | 0.13078
4326 | Ventilation | AHU-103 EF 103B | EAX-103B | Uniform | 1.0 | [5 empty] | 1.0 | 0.75 | 0.75 | 0.65475 | 0.746 |  | 1 | All Day | 24.0 | 744 | 672 | 744 | 720 | 744 | 720 | 744 | 744 | 720 | 744 | 720 | 744 | 555.024 | 501.312 | 555.024 | 537.12 | 555.024 | 537.12 | 555.024 | 555.024 | 537.12 | 555.024 | 537.12 | 555.024 | 8760 | 6534.96 | 0.13078
4327 | Ventilation | AHU-103 EF 103 | EAX-103 | Uniform | 1.0 | [5 empty] | 1.0 | 0.75 | 0.75 | 0.65475 | 0.746 |  | 1 | All Day | 24.0 | 744 | 672 | 744 | 720 | 744 | 720 | 744 | 744 | 720 | 744 | 720 | 744 | 555.024 | 501.312 | 555.024 | 537.12 | 555.024 | 537.12 | 555.024 | 555.024 | 537.12 | 555.024 | 537.12 | 555.024 | 8760 | 6534.96 | 0.13078
4328 | Ventilation | AHU-104 EF 104B | EAX-104B | Uniform | 1.0 | [5 empty] | 1.0 | 0.75 | 0.75 | 0.65475 | 0.746 |  | 1 | All Day | 24.0 | 744 | 672 | 744 | 720 | 744 | 720 | 744 | 744 | 720 | 744 | 720 | 744 | 555.024 | 501.312 | 555.024 | 537.12 | 555.024 | 537.12 | 555.024 | 555.024 | 537.12 | 555.024 | 537.12 | 555.024 | 8760 | 6534.96 | 0.13078
4329 | Ventilation | AHU-104 RF 104 (Stage 1) | RAX-104 (1) | Uniform | 1.0 | [5 empty] | 1.0 | 0.75 | 0.75 | 0.65475 | 0.746 |  | 1 | All Day | 24.0 | 744 | 672 | 744 | 720 | 744 | 720 | 744 | 744 | 720 | 744 | 720 | 744 | 555.024 | 501.312 | 555.024 | 537.12 | 555.024 | 537.12 | 555.024 | 555.024 | 537.12 | 555.024 | 537.12 | 555.024 | 8760 | 6534.96 | 0.13078
4330 | Ventilation | AHU-105 EF 105B | EAX-105B | Uniform | 1.0 | [5 empty] | 1.0 | 0.75 | 0.75 | 0.65475 | 0.746 |  | 1 | All Day | 24.0 | 744 | 672 | 744 | 720 | 744 | 720 | 744 | 744 | 720 | 744 | 720 | 744 | 555.024 | 501.312 | 555.024 | 537.12 | 555.024 | 537.12 | 555.024 | 555.024 | 537.12 | 555.024 | 537.12 | 555.024 | 8760 | 6534.96 | 0.13078
4331 | Ventilation | AHU-B05 RF B05B (Stage 2) | RAX-B05B(2) | Uniform | 1.0 | [5 empty] | 1.0 | 0.75 | 0.75 | 0.65475 | 0.746 |  | 1 | All Day | 24.0 | 744 | 672 | 744 | 720 | 744 | 720 | 744 | 744 | 720 | 744 | 720 | 744 | 555.024 | 501.312 | 555.024 | 537.12 | 555.024 | 537.12 | 555.024 | 555.024 | 537.12 | 555.024 | 537.12 | 555.024 | 8760 | 6534.96 | 0.13078
4332 | Ventilation | Return Fan | RTU1 | Uniform | 1.0 | [5 empty] | 1.0 | 0.75 | 0.75 | 0.65475 | 0.746 |  | 1 | All Day | 24.0 | 744 | 672 | 744 | 720 | 744 | 720 | 744 | 744 | 720 | 744 | 720 | 744 | 555.024 | 501.312 | 555.024 | 537.12 | 555.024 | 537.12 | 555.024 | 555.024 | 537.12 | 555.024 | 537.12 | 555.024 | 8760 | 6534.96 | 6.9778
4333 | Ventilation | Supply Fan | RTU-3 | Uniform | 1.0 | [5 empty] | 1.0 | 0.75 | 0.75 | 0.65475 | 0.746 |  | 1 | RTU-3 | 24.0 | 744 | 672 | 744 | 720 | 744 | 720 | 744 | 744 | 720 | 744 | 720 | 744 | 555.024 | 501.312 | 555.024 | 537.12 | 555.024 | 537.12 | 555.024 | 555.024 | 537.12 | 555.024 | 537.12 | 555.024 | 8760 | 6534.96 | 11.1133
4334 | Ventilation | General Exhaust | EF-2 | Uniform | 1.0 | [5 empty] | 1.0 | 0.75 | 0.75 | 0.65475 | 0.746 |  | 1 | All Day | 24.0 | 744 | 672 | 744 | 720 | 744 | 720 | 744 | 744 | 720 | 744 | 720 | 744 | 555.024 | 501.312 | 555.024 | 537.12 | 555.024 | 537.12 | 555.024 | 555.024 | 537.12 | 555.024 | 537.12 | 555.024 | 8760 | 6534.96 | 7.7773
4335 | Ventilation | General Exhaust | EF-1 | Uniform | 1.0 | [5 empty] | 1.0 | 0.75 | 0.75 | 0.65475 | 0.746 |  | 1 | All Day | 24.0 | 744 | 672 | 744 | 720 | 744 | 720 | 744 | 744 | 720 | 744 | 720 | 744 | 555.024 | 501.312 | 555.024 | 537.12 | 555.024 | 537.12 | 555.024 | 555.024 | 537.12 | 555.024 | 537.12 | 555.024 | 8760 | 6534.96 | 7.7773
4336 | Ventilation | RTU SF | RTU-1 | Uniform | 1.0 | [5 empty] | 1.0 | 0.75 | 0.75 | 0.65475 | 0.746 |  | 1 | All Day | 24.0 | 744 | 672 | 744 | 720 | 744 | 720 | 744 | 744 | 720 | 744 | 720 | 744 | 555.024 | 501.312 | 555.024 | 537.12 | 555.024 | 537.12 | 555.024 | 555.024 | 537.12 | 555.024 | 537.12 | 555.024 | 8760 | 6534.96 | 7.7773
4337 | Ventilation | RTU RF | RTU-2 | Uniform | 1.0 | [5 empty] | 1.0 | 0.75 | 0.75 | 0.65475 | 0.746 |  | 1 | All Day | 24.0 | 744 | 672 | 744 | 720 | 744 | 720 | 744 | 744 | 720 | 744 | 720 | 744 | 555.024 | 501.312 | 555.024 | 537.12 | 555.024 | 537.12 | 555.024 | 555.024 | 537.12 | 555.024 | 537.12 | 555.024 | 8760 | 6534.96 | 7.7773
4338 | Ventilation | Supply Fan | RTU-1 | Uniform | 1.0 | [5 empty] | 1.0 | 0.75 | 0.75 | 0.65475 | 0.746 |  | 1 |  | 24.0 | 744 | 672 | 744 | 720 | 744 | 720 | 744 | 744 | 720 | 744 | 720 | 744 | 555.024 | 501.312 | 555.024 | 537.12 | 555.024 | 537.12 | 555.024 | 555.024 | 537.12 | 555.024 | 537.12 | 555.024 | 8760 | 6534.96 | 0.90769
4339 | Ventilation | Exhaust fan | EF-2 | Uniform | 1.0 | [5 empty] | 1.0 | 0.75 | 0.75 | 0.65475 | 0.746 |  | 1 | All Day | 24.0 | 744 | 672 | 744 | 720 | 744 | 720 | 744 | 744 | 720 | 744 | 720 | 744 | 555.024 | 501.312 | 555.024 | 537.12 | 555.024 | 537.12 | 555.024 | 555.024 | 537.12 | 555.024 | 537.12 | 555.024 | 8760 | 6534.96 | 1.1169
4340 | Ventilation | Exhaust fan | EF-23 | Uniform | 1.0 | [5 empty] | 1.0 | 0.75 | 0.75 | 0.65475 | 0.746 |  | 1 | All Day | 24.0 | 744 | 672 | 744 | 720 | 744 | 720 | 744 | 744 | 720 | 744 | 720 | 744 | 555.024 | 501.312 | 555.024 | 537.12 | 555.024 | 537.12 | 555.024 | 555.024 | 537.12 | 555.024 | 537.12 | 555.024 | 8760 | 6534.96 | 1.1169
4341 | Ventilation | Supply Fan | MUA-6 | Uniform | 1.0 | [5 empty] | 1.0 | 0.75 | 0.75 | 0.65475 | 0.746 |  | 1 | All Day | 24.0 | 744 | 672 | 744 | 720 | 744 | 720 | 744 | 744 | 720 | 744 | 720 | 744 | 555.024 | 501.312 | 555.024 | 537.12 | 555.024 | 537.12 | 555.024 | 555.024 | 537.12 | 555.024 | 537.12 | 555.024 | 8760 | 6534.96 | 3.968
4342 | Ventilation | Supply Fan | AC-2 | Uniform | 1.0 | [5 empty] | 1.0 | 0.75 | 0.75 | 0.65475 | 0.746 |  | 1 | All Day | 24.0 | 744 | 672 | 744 | 720 | 744 | 720 | 744 | 744 | 720 | 744 | 720 | 744 | 555.024 | 501.312 | 555.024 | 537.12 | 555.024 | 537.12 | 555.024 | 555.024 | 537.12 | 555.024 | 537.12 | 555.024 | 8760 | 6534.96 | 3.968
4343 | Ventilation | Supply Fan | RTU01 | Uniform | 1.0 | [5 empty] | 1.0 | 0.75 | 0.75 | 0.65475 | 0.746 |  | 1 |  | 24.0 | 744 | 672 | 744 | 720 | 744 | 720 | 744 | 744 | 720 | 744 | 720 | 744 | 555.024 | 501.312 | 555.024 | 537.12 | 555.024 | 537.12 | 555.024 | 555.024 | 537.12 | 555.024 | 537.12 | 555.024 | 8760 | 6534.96 | 2.1796
4344 | Ventilation | Supply Fan | RTU02 | Uniform | 1.0 | [5 empty] | 1.0 | 0.75 | 0.75 | 0.65475 | 0.746 |  | 1 |  | 24.0 | 744 | 672 | 744 | 720 | 744 | 720 | 744 | 744 | 720 | 744 | 720 | 744 | 555.024 | 501.312 | 555.024 | 537.12 | 555.024 | 537.12 | 555.024 | 555.024 | 537.12 | 555.024 | 537.12 | 555.024 | 8760 | 6534.96 | 2.1796
4345 | Ventilation | Supply Fan | RTU10 | Uniform | 1.0 | [5 empty] | 1.0 | 0.75 | 0.75 | 0.65475 | 0.746 |  | 1 |  | 24.0 | 744 | 672 | 744 | 720 | 744 | 720 | 744 | 744 | 720 | 744 | 720 | 744 | 555.024 | 501.312 | 555.024 | 537.12 | 555.024 | 537.12 | 555.024 | 555.024 | 537.12 | 555.024 | 537.12 | 555.024 | 8760 | 6534.96 | 2.1796
4346 | Ventilation | Supply Fan | F1 | Uniform | 1.0 | [5 empty] | 1.0 | 0.75 | 0.75 | 0.65475 | 0.746 |  | 1 | All Day | 24 | 744 | 672 | 744 | 720 | 744 | 720 | 744 | 744 | 720 | 744 | 720 | 744 | 555.024 | 501.312 | 555.024 | 537.12 | 555.024 | 537.12 | 555.024 | 555.024 | 537.12 | 555.024 | 537.12 | 555.024 | 8760 | 6534.96 | 2.4436
4347 | Ventilation | Supply Fan | F2 | Uniform | 1.0 | [5 empty] | 1.0 | 0.75 | 0.75 | 0.65475 | 0.746 |  | 1 | All Day | 24 | 744 | 672 | 744 | 720 | 744 | 720 | 744 | 744 | 720 | 744 | 720 | 744 | 555.024 | 501.312 | 555.024 | 537.12 | 555.024 | 537.12 | 555.024 | 555.024 | 537.12 | 555.024 | 537.12 | 555.024 | 8760 | 6534.96 | 2.4436
4348 | Ventilation | Supply Fan | F3 | Uniform | 1.0 | [5 empty] | 1.0 | 0.75 | 0.75 | 0.65475 | 0.746 |  | 1 | All Day | 24 | 744 | 672 | 744 | 720 | 744 | 720 | 744 | 744 | 720 | 744 | 720 | 744 | 555.024 | 501.312 | 555.024 | 537.12 | 555.024 | 537.12 | 555.024 | 555.024 | 537.12 | 555.024 | 537.12 | 555.024 | 8760 | 6534.96 | 2.4436
4349 | Ventilation | Supply Fan | F4 | Uniform | 1.0 | [5 empty] | 1.0 | 0.75 | 0.75 | 0.65475 | 0.746 |  | 1 | All Day | 24 | 744 | 672 | 744 | 720 | 744 | 720 | 744 | 744 | 720 | 744 | 720 | 744 | 555.024 | 501.312 | 555.024 | 537.12 | 555.024 | 537.12 | 555.024 | 555.024 | 537.12 | 555.024 | 537.12 | 555.024 | 8760 | 6534.96 | 2.4436
4350 | Ventilation | Exhaust Fan | EF-101A | Uniform | 1.0 | [5 empty] | 1.0 | 0.75 | 0.75 | 0.65475 | 0.746 |  | 1 | All Day | 24.0 | 744 | 672 | 744 | 720 | 744 | 720 | 744 | 744 | 720 | 744 | 720 | 744 | 555.024 | 501.312 | 555.024 | 537.12 | 555.024 | 537.12 | 555.024 | 555.024 | 537.12 | 555.024 | 537.12 | 555.024 | 8760 | 6534.96 | 0.11696
4351 | Ventilation | Exhaust Fan | EF-101B | Uniform | 1.0 | [5 empty] | 1.0 | 0.75 | 0.75 | 0.65475 | 0.746 |  | 1 | All Day | 24.0 | 744 | 672 | 744 | 720 | 744 | 720 | 744 | 744 | 720 | 744 | 720 | 744 | 555.024 | 501.312 | 555.024 | 537.12 | 555.024 | 537.12 | 555.024 | 555.024 | 537.12 | 555.024 | 537.12 | 555.024 | 8760 | 6534.96 | 0.11696
4352 | Ventilation | Exhaust Fan | FNE006-VTC | Uniform | 1.0 | [5 empty] | 1.0 | 0.75 | 0.75 | 0.65475 | 0.746 |  | 1 | All Day | 24.0 | 744 | 672 | 744 | 720 | 744 | 720 | 744 | 744 | 720 | 744 | 720 | 744 | 555.024 | 501.312 | 555.024 | 537.12 | 555.024 | 537.12 | 555.024 | 555.024 | 537.12 | 555.024 | 537.12 | 555.024 | 8760 | 6534.96 | 0.36571
4353 | Ventilation | Exhaust Fan | EF-15 | Uniform | 1.0 | [5 empty] | 1.0 | 0.75 | 0.75 | 0.65475 | 0.746 |  | 1 | All Day | 24.0 | 744 | 672 | 744 | 720 | 744 | 720 | 744 | 744 | 720 | 744 | 720 | 744 | 555.024 | 501.312 | 555.024 | 537.12 | 555.024 | 537.12 | 555.024 | 555.024 | 537.12 | 555.024 | 537.12 | 555.024 | 8760 | 6534.96 | 0.25933
4354 | Ventilation | Exhaust Fan | EF-16 | Uniform | 1.0 | [5 empty] | 1.0 | 0.75 | 0.75 | 0.65475 | 0.746 |  | 1 | All Day | 24.0 | 744 | 672 | 744 | 720 | 744 | 720 | 744 | 744 | 720 | 744 | 720 | 744 | 555.024 | 501.312 | 555.024 | 537.12 | 555.024 | 537.12 | 555.024 | 555.024 | 537.12 | 555.024 | 537.12 | 555.024 | 8760 | 6534.96 | 0.25933
4355 | Pump | Pump | P-6 | Uniform | 1.0 | [5 empty] | 1.0 | 0.75 | 0.75 | 0.65475 | 0.746 |  | 1 | All Day | 24.0 | 744 | 672 | 744 | 720 | 744 | 720 | 744 | 744 | 720 | 744 | 720 | 744 | 555.024 | 501.312 | 555.024 | 537.12 | 555.024 | 537.12 | 555.024 | 555.024 | 537.12 | 555.024 | 537.12 | 555.024 | 8760 | 6534.96 | 0.25933
4356 | Pump | Pump | P-1 | Heating 1 | 1.0 | [5 empty] | 1.0 | 0.75 | 0.75 | 0.65475 | 0.746 |  | 1 | Occupied | 11.428571428571400 | 354.2857 | 320 | 265.7143 | 171.4286 | 141.7143 | 68.5714 | 8.8571 | 8.8571 | 8.5714 | 70.8571 | 137.1429 | 248 | 264.2971 | 238.72 | 198.2229 | 127.8857 | 105.7189 | 51.1543 | 6.6074 | 6.6074 | 6.3943 | 52.8594 | 102.3086 | 185.008 | 1804 | 1345.784 | 1.8581
4357 | Ventilation | Supply Fan | RTU07 | Uniform | 1.0 | [5 empty] | 1.0 | 0.75 | 0.75 | 0.65475 | 0.746 |  | 1 |  | 17.0 | 527 | 476 | 527 | 510 | 527 | 510 | 527 | 527 | 510 | 527 | 510 | 527 | 393.142 | 355.096 | 393.142 | 380.46 | 393.142 | 380.46 | 393.142 | 393.142 | 380.46 | 393.142 | 380.46 | 393.142 | 6205 | 4628.93 | 1.5439
4358 | Ventilation | Return Fan (RF-6) | AHU-6 | Uniform | 1.0 | [5 empty] | 1.0 | 0.75 | 0.75 | 0.65475 | 0.746 |  | 0.8 | Occupied | 16.0 | 396.8 | 358.4 | 396.8 | 384 | 396.8 | 384 | 396.8 | 396.8 | 384 | 396.8 | 384 | 396.8 | 296.0128 | 267.3664 | 296.0128 | 286.464 | 296.0128 | 286.464 | 296.0128 | 296.0128 | 286.464 | 296.0128 | 286.464 | 296.0128 | 4672 | 3485.312 | 0.2513
4359 | Ventilation | Return Fan (RF-7) | AHU-7 | Uniform | 1.0 | [5 empty] | 1.0 | 0.75 | 0.75 | 0.65475 | 0.746 |  | 0.8 | Occupied | 16.0 | 396.8 | 358.4 | 396.8 | 384 | 396.8 | 384 | 396.8 | 396.8 | 384 | 396.8 | 384 | 396.8 | 296.0128 | 267.3664 | 296.0128 | 286.464 | 296.0128 | 286.464 | 296.0128 | 296.0128 | 286.464 | 296.0128 | 286.464 | 296.0128 | 4672 | 3485.312 | 0.2513
4360 | Ventilation | Return Fan (RF-8) | AHU-8 | Uniform | 1.0 | [5 empty] | 1.0 | 0.75 | 0.75 | 0.65475 | 0.746 |  | 0.8 | Occupied | 16.0 | 396.8 | 358.4 | 396.8 | 384 | 396.8 | 384 | 396.8 | 396.8 | 384 | 396.8 | 384 | 396.8 | 296.0128 | 267.3664 | 296.0128 | 286.464 | 296.0128 | 286.464 | 296.0128 | 296.0128 | 286.464 | 296.0128 | 286.464 | 296.0128 | 4672 | 3485.312 | 0.2513
4361 | AC system | Cooling Tower Fan | R-C1 | AC System | 1.0 | [5 empty] | 1.0 | 0.75 | 0.75 | 0.65475 | 0.746 |  | 0.6 | All Day | 24.0 | 0 | 0 | 0 | 21.6 | 178.56 | 259.2 | 446.4 | 446.4 | 237.6 | 156.24 | 0 | 0 | 0 | 0 | 0 | 16.1136 | 133.2058 | 193.3632 | 333.0144 | 333.0144 | 177.2496 | 116.555 | 0 | 0 | 1746 | 1302.516 | 0.45741
4362 | AC system | Cooling Tower Fan | R-C1 | AC System | 1.0 | [5 empty] | 1.0 | 0.75 | 0.75 | 0.65475 | 0.746 |  | 0.6 | All Day | 24.0 | 0 | 0 | 0 | 21.6 | 178.56 | 259.2 | 446.4 | 446.4 | 237.6 | 156.24 | 0 | 0 | 0 | 0 | 0 | 16.1136 | 133.2058 | 193.3632 | 333.0144 | 333.0144 | 177.2496 | 116.555 | 0 | 0 | 1746 | 1302.516 | 0.45741
4363 | AC system | Cooling Tower Fan | R-C1 | AC System | 1.0 | [5 empty] | 1.0 | 0.75 | 0.75 | 0.65475 | 0.746 |  | 0.6 | All Day | 24.0 | 0 | 0 | 0 | 21.6 | 178.56 | 259.2 | 446.4 | 446.4 | 237.6 | 156.24 | 0 | 0 | 0 | 0 | 0 | 16.1136 | 133.2058 | 193.3632 | 333.0144 | 333.0144 | 177.2496 | 116.555 | 0 | 0 | 1746 | 1302.516 | 0.45741
4364 | AC system | Cooling Tower Fan | R-C1 | AC System | 1.0 | [5 empty] | 1.0 | 0.75 | 0.75 | 0.65475 | 0.746 |  | 0.6 | All Day | 24.0 | 0 | 0 | 0 | 21.6 | 178.56 | 259.2 | 446.4 | 446.4 | 237.6 | 156.24 | 0 | 0 | 0 | 0 | 0 | 16.1136 | 133.2058 | 193.3632 | 333.0144 | 333.0144 | 177.2496 | 116.555 | 0 | 0 | 1746 | 1302.516 | 0.45741
4365 | Ventilation | Supply Fan | SF-2 | Uniform | 1.0 | [5 empty] | 1.0 | 0.75 | 0.75 | 0.65475 | 0.746 |  | 0.05 | All Day | 24.0 | 37.2 | 33.6 | 37.2 | 36 | 37.2 | 36 | 37.2 | 37.2 | 36 | 37.2 | 36 | 37.2 | 27.7512 | 25.0656 | 27.7512 | 26.856 | 27.7512 | 26.856 | 27.7512 | 27.7512 | 26.856 | 27.7512 | 26.856 | 27.7512 | 438 | 326.748 | 0.29453
4366 | Ventilation | Parkade Exhaust |  | Uniform | 1.0 | [5 empty] | 1.0 | 0.75 | 0.75 | 0.65475 | 0.746 |  | 0.1 | All Day | 24.0 | 74.4 | 67.2 | 74.4 | 72 | 74.4 | 72 | 74.4 | 74.4 | 72 | 74.4 | 72 | 74.4 | 55.5024 | 50.1312 | 55.5024 | 53.712 | 55.5024 | 53.712 | 55.5024 | 55.5024 | 53.712 | 55.5024 | 53.712 | 55.5024 | 876 | 653.496 | 3.3391
4367 | Pump | HW pump |  | Uniform | 1.0 | [5 empty] | 1.0 | 0.75 | 0.75 | 0.65475 | 0.746 |  | 0.1 | All Day | 24.0 | 74.4 | 67.2 | 74.4 | 72 | 74.4 | 72 | 74.4 | 74.4 | 72 | 74.4 | 72 | 74.4 | 55.5024 | 50.1312 | 55.5024 | 53.712 | 55.5024 | 53.712 | 55.5024 | 55.5024 | 53.712 | 55.5024 | 53.712 | 55.5024 | 876 | 653.496 | 0.77773
4368 | Pump | Pump | CP-1 | Uniform | 1.0 | [5 empty] | 1.0 | 0.75 | 0.75 | 0.65475 | 0.746 |  | 0.1 | All Day | 24.0 | 74.4 | 67.2 | 74.4 | 72 | 74.4 | 72 | 74.4 | 74.4 | 72 | 74.4 | 72 | 74.4 | 55.5024 | 50.1312 | 55.5024 | 53.712 | 55.5024 | 53.712 | 55.5024 | 55.5024 | 53.712 | 55.5024 | 53.712 | 55.5024 | 876 | 653.496 | 0.012372
4369 | Miscellaneous electricity | Devilbiss 123 | COMP01 | Uniform | 1.0 | [5 empty] | 1.0 | 0.75 | 0.75 | 0.65475 | 0.746 |  | 0.1 |  | 24.0 | 74.4 | 67.2 | 74.4 | 72 | 74.4 | 72 | 74.4 | 74.4 | 72 | 74.4 | 72 | 74.4 | 55.5024 | 50.1312 | 55.5024 | 53.712 | 55.5024 | 53.712 | 55.5024 | 55.5024 | 53.712 | 55.5024 | 53.712 | 55.5024 | 876 | 653.496 | 0.21796
4370 | Miscellaneous electricity | Devilbiss 123 | COMP02 | Uniform | 1.0 | [5 empty] | 1.0 | 0.75 | 0.75 | 0.65475 | 0.746 |  | 0.1 |  | 24.0 | 74.4 | 67.2 | 74.4 | 72 | 74.4 | 72 | 74.4 | 74.4 | 72 | 74.4 | 72 | 74.4 | 55.5024 | 50.1312 | 55.5024 | 53.712 | 55.5024 | 53.712 | 55.5024 | 55.5024 | 53.712 | 55.5024 | 53.712 | 55.5024 | 876 | 653.496 | 0.21796
4371 | Ventilation | Exhaust Fan |  | Uniform | 1.0 | [5 empty] | 1.0 | 0.75 | 0.75 | 0.65475 | 0.746 |  | 0.2 | All Day | 24.0 | 148.8 | 134.4 | 148.8 | 144 | 148.8 | 144 | 148.8 | 148.8 | 144 | 148.8 | 144 | 148.8 | 111.0048 | 100.2624 | 111.0048 | 107.424 | 111.0048 | 107.424 | 111.0048 | 111.0048 | 107.424 | 111.0048 | 107.424 | 111.0048 | 1752 | 1306.992 | 0.12115
4372 | Ventilation | Exhaust Fan | FNE021-VTC | Uniform | 1.0 | [5 empty] | 1.0 | 0.75 | 0.75 | 0.65475 | 0.746 |  | 0.2 | All Day | 24.0 | 148.8 | 134.4 | 148.8 | 144 | 148.8 | 144 | 148.8 | 148.8 | 144 | 148.8 | 144 | 148.8 | 111.0048 | 100.2624 | 111.0048 | 107.424 | 111.0048 | 107.424 | 111.0048 | 111.0048 | 107.424 | 111.0048 | 107.424 | 111.0048 | 1752 | 1306.992 | 0.073143
4373 | Ventilation | Exhaust Fan | FNE033-VTC | Uniform | 1.0 | [5 empty] | 1.0 | 0.75 | 0.75 | 0.65475 | 0.746 |  | 0.2 | All Day | 24.0 | 148.8 | 134.4 | 148.8 | 144 | 148.8 | 144 | 148.8 | 148.8 | 144 | 148.8 | 144 | 148.8 | 111.0048 | 100.2624 | 111.0048 | 107.424 | 111.0048 | 107.424 | 111.0048 | 111.0048 | 107.424 | 111.0048 | 107.424 | 111.0048 | 1752 | 1306.992 | 0.073143
4374 | Pump | Pump | P-6 | Uniform | 1.0 | [5 empty] | 1.0 | 0.75 | 0.75 | 0.65475 | 0.746 |  | 0.4 | All Day | 24.0 | 297.6 | 268.8 | 297.6 | 288 | 297.6 | 288 | 297.6 | 297.6 | 288 | 297.6 | 288 | 297.6 | 222.0096 | 200.5248 | 222.0096 | 214.848 | 222.0096 | 214.848 | 222.0096 | 222.0096 | 214.848 | 222.0096 | 214.848 | 222.0096 | 3504 | 2613.984 | 0.32311
4375 | Pump | Pump | P-7 | Uniform | 1.0 | [5 empty] | 1.0 | 0.75 | 0.75 | 0.65475 | 0.746 |  | 0.4 | All Day | 24.0 | 297.6 | 268.8 | 297.6 | 288 | 297.6 | 288 | 297.6 | 297.6 | 288 | 297.6 | 288 | 297.6 | 222.0096 | 200.5248 | 222.0096 | 214.848 | 222.0096 | 214.848 | 222.0096 | 222.0096 | 214.848 | 222.0096 | 214.848 | 222.0096 | 3504 | 2613.984 | 0.32311
4376 | Ventilation | Bsmt AHU SF |  | Uniform | 1.0 | [5 empty] | 1.0 | 0.75 | 0.75 | 0.65475 | 0.746 |  | 1 | Basement | 15.0 | 465 | 420 | 465 | 450 | 465 | 450 | 465 | 465 | 450 | 465 | 450 | 465 | 346.89 | 313.32 | 346.89 | 335.7 | 346.89 | 335.7 | 346.89 | 346.89 | 335.7 | 346.89 | 335.7 | 346.89 | 5475 | 4084.35 | 4.7296
4377 | Ventilation | fan coil unit | FC-1 | Uniform | 1.0 | [5 empty] | 1.0 | 0.75 | 0.75 | 0.65475 | 0.746 |  | 0.4 | FC | 17.0 | 210.8 | 190.4 | 210.8 | 204 | 210.8 | 204 | 210.8 | 210.8 | 204 | 210.8 | 204 | 210.8 | 157.2568 | 142.0384 | 157.2568 | 152.184 | 157.2568 | 152.184 | 157.2568 | 157.2568 | 152.184 | 157.2568 | 152.184 | 157.2568 | 2482 | 1851.572 | 0.22887
4378 | Pump | AHU HC Pump | A9HCP | Heating 1 | 1.0 | [5 empty] | 1.0 | 0.75 | 0.75 | 0.65475 | 0.746 |  | 0.5 | F9 | 7.142857142857140 | 105.1786 | 95 | 77.5 | 64.2857 | 33.2143 | 10.7143 | 11.0714 | 8.8571 | 32.1429 | 77.5 | 91.0714 | 110.7143 | 78.4632 | 70.87 | 57.815 | 47.9571 | 24.7779 | 7.9929 | 8.2593 | 6.6074 | 23.9786 | 57.815 | 67.9393 | 82.5929 | 717.25 | 535.0685 | 0.051989
4379 | Ventilation | RTU Evap Fan | RTU2 | Cooling 1 | 1.0 | [5 empty] | 1.0 | 0.75 | 0.75 | 0.65475 | 0.746 |  | 1 | RTU-2 | 10.0 | 0 | 0 | 0 | 0 | 217 | 300 | 310 | 310 | 240 | 93 | 30 | 0 | 0 | 0 | 0 | 0 | 161.882 | 223.8 | 231.26 | 231.26 | 179.04 | 69.378 | 22.38 | 0 | 1500 | 1119 | 0.37053
4380 | Unit Heater | Unit Heater |  | Heating 1 | 1.0 | [5 empty] | 1.0 | 0.75 | 0.75 | 0.65475 | 0.746 |  | 1 | Occupied | 16.0 | 396.8 | 358.4 | 297.6 | 288 | 49.6 | 0 | 0 | 0 | 96 | 148.8 | 364.8 | 496 | 296.0128 | 267.3664 | 222.0096 | 214.848 | 37.0016 | 0 | 0 | 0 | 71.616 | 111.0048 | 272.1408 | 370.016 | 2496 | 1862.016 | 8.8054
4381 | Unit Heater | Unit Heater |  | Heating 1 | 1.0 | [5 empty] | 1.0 | 0.75 | 0.75 | 0.65475 | 0.746 |  | 1 | Occupied | 16.0 | 396.8 | 358.4 | 297.6 | 288 | 49.6 | 0 | 0 | 0 | 96 | 148.8 | 364.8 | 496 | 296.0128 | 267.3664 | 222.0096 | 214.848 | 37.0016 | 0 | 0 | 0 | 71.616 | 111.0048 | 272.1408 | 370.016 | 2496 | 1862.016 | 8.8054
4382 | Ventilation | Supply Fan | SF-9 | Uniform | 1.0 | [5 empty] | 1.0 | 0.75 | 0.75 | 0.65475 | 0.746 |  | 1 | I | 5.0 | 155 | 140 | 155 | 150 | 155 | 150 | 155 | 155 | 150 | 155 | 150 | 155 | 115.63 | 104.44 | 115.63 | 111.9 | 115.63 | 111.9 | 115.63 | 115.63 | 111.9 | 115.63 | 111.9 | 115.63 | 1825 | 1361.45 | 0.095142
4383 | Compressor |  | CA-6 | Uniform | 1.0 | [5 empty] | 1.0 | 0.75 | 0.75 | 0.65475 | 0.746 |  | 0.15 | 24/7 | 24.0 | 111.6 | 100.8 | 111.6 | 108 | 111.6 | 108 | 111.6 | 111.6 | 108 | 111.6 | 108 | 111.6 | 83.2536 | 75.1968 | 83.2536 | 80.568 | 83.2536 | 80.568 | 83.2536 | 83.2536 | 80.568 | 83.2536 | 80.568 | 83.2536 | 1314 | 980.244 | 0.098147
4384 | Miscellaneous electricity | Air Dryer | AD-1 | Uniform | 1.0 | [5 empty] | 1.0 | 0.75 | 0.75 | 0.65475 | 0.746 |  | 0.15 | 24/7 | 24.0 | 111.6 | 100.8 | 111.6 | 108 | 111.6 | 108 | 111.6 | 111.6 | 108 | 111.6 | 108 | 111.6 | 83.2536 | 75.1968 | 83.2536 | 80.568 | 83.2536 | 80.568 | 83.2536 | 83.2536 | 80.568 | 83.2536 | 80.568 | 83.2536 | 1314 | 980.244 | 0.098147
4385 | Miscellaneous electricity | Air Dryer | AD-2 | Uniform | 1.0 | [5 empty] | 1.0 | 0.75 | 0.75 | 0.65475 | 0.746 |  | 0.15 | 24/7 | 24.0 | 111.6 | 100.8 | 111.6 | 108 | 111.6 | 108 | 111.6 | 111.6 | 108 | 111.6 | 108 | 111.6 | 83.2536 | 75.1968 | 83.2536 | 80.568 | 83.2536 | 80.568 | 83.2536 | 83.2536 | 80.568 | 83.2536 | 80.568 | 83.2536 | 1314 | 980.244 | 0.098147
4386 | Miscellaneous electricity | Air Dryer | AD-3 | Uniform | 1.0 | [5 empty] | 1.0 | 0.75 | 0.75 | 0.65475 | 0.746 |  | 0.15 | 24/7 | 24.0 | 111.6 | 100.8 | 111.6 | 108 | 111.6 | 108 | 111.6 | 111.6 | 108 | 111.6 | 108 | 111.6 | 83.2536 | 75.1968 | 83.2536 | 80.568 | 83.2536 | 80.568 | 83.2536 | 83.2536 | 80.568 | 83.2536 | 80.568 | 83.2536 | 1314 | 980.244 | 0.098147
4387 | Pump | DHW Pump |  | Uniform | 1.0 | [5 empty] | 1.0 | 0.75 | 0.75 | 0.65475 | 0.746 |  | 0.3 | All Day | 24.0 | 223.2 | 201.6 | 223.2 | 216 | 223.2 | 216 | 223.2 | 223.2 | 216 | 223.2 | 216 | 223.2 | 166.5072 | 150.3936 | 166.5072 | 161.136 | 166.5072 | 161.136 | 166.5072 | 166.5072 | 161.136 | 166.5072 | 161.136 | 166.5072 | 2628 | 1960.488 | 0.20717
4388 | Pump | Heating Water Pump |  | Uniform | 1.0 | [5 empty] | 1.0 | 0.75 | 0.75 | 0.65475 | 0.746 |  | 0.3 | All Day | 24.0 | 223.2 | 201.6 | 223.2 | 216 | 223.2 | 216 | 223.2 | 223.2 | 216 | 223.2 | 216 | 223.2 | 166.5072 | 150.3936 | 166.5072 | 161.136 | 166.5072 | 161.136 | 166.5072 | 166.5072 | 161.136 | 166.5072 | 161.136 | 166.5072 | 2628 | 1960.488 | 0.20717
4389 | AC system | Condenser Fan | AHU-1 | Cooling 1 | 1.0 | [5 empty] | 1.0 | 0.75 | 0.75 | 0.65475 | 0.746 |  | 0.3 | All Day | 24.0 | 0 | 0 | 0 | 0 | 111.6 | 216 | 223.2 | 223.2 | 108 | 0 | 0 | 0 | 0 | 0 | 0 | 0 | 83.2536 | 161.136 | 166.5072 | 166.5072 | 80.568 | 0 | 0 | 0 | 882 | 657.972 | 0.28581
4390 | Pump | Circulation Pump | P-5 | Heating 1 | 1.0 | [5 empty] | 1.0 | 0.75 | 0.75 | 0.65475 | 0.746 |  | 1 | All Day | 24.0 | 744 | 672 | 744 | 687 | 676 | 454 | 320 | 293 | 529 | 744 | 720 | 744 | 555.024 | 501.312 | 555.024 | 512.502 | 504.296 | 338.684 | 238.72 | 218.578 | 394.634 | 555.024 | 537.12 | 555.024 | 7327 | 5465.942 | 0.82729
4391 | AC system | Airstack Module 1 Fan |  | Cooling 1 | 1.0 | [5 empty] | 1.0 | 0.75 | 0.75 | 0.65475 | 0.746 |  | 0.4 |  | 11.0 | 0 | 0 | 0 | 0 | 95.48 | 132 | 136.4 | 136.4 | 105.6 | 40.92 | 13.2 | 0 | 0 | 0 | 0 | 0 | 71.2281 | 98.472 | 101.7544 | 101.7544 | 78.7776 | 30.5263 | 9.8472 | 0 | 660 | 492.36 | 0.16303
4392 | AC system | Airstack Module 1 Fan |  | Cooling 1 | 1.0 | [5 empty] | 1.0 | 0.75 | 0.75 | 0.65475 | 0.746 |  | 0.4 |  | 11.0 | 0 | 0 | 0 | 0 | 95.48 | 132 | 136.4 | 136.4 | 105.6 | 40.92 | 13.2 | 0 | 0 | 0 | 0 | 0 | 71.2281 | 98.472 | 101.7544 | 101.7544 | 78.7776 | 30.5263 | 9.8472 | 0 | 660 | 492.36 | 0.16303
4393 | AC system | Airstack Module 2 Fan |  | Cooling 1 | 1.0 | [5 empty] | 1.0 | 0.75 | 0.75 | 0.65475 | 0.746 |  | 0.4 |  | 11.0 | 0 | 0 | 0 | 0 | 95.48 | 132 | 136.4 | 136.4 | 105.6 | 40.92 | 13.2 | 0 | 0 | 0 | 0 | 0 | 71.2281 | 98.472 | 101.7544 | 101.7544 | 78.7776 | 30.5263 | 9.8472 | 0 | 660 | 492.36 | 0.16303
4394 | AC system | Airstack Module 2 Fan |  | Cooling 1 | 1.0 | [5 empty] | 1.0 | 0.75 | 0.75 | 0.65475 | 0.746 |  | 0.4 |  | 11.0 | 0 | 0 | 0 | 0 | 95.48 | 132 | 136.4 | 136.4 | 105.6 | 40.92 | 13.2 | 0 | 0 | 0 | 0 | 0 | 71.2281 | 98.472 | 101.7544 | 101.7544 | 78.7776 | 30.5263 | 9.8472 | 0 | 660 | 492.36 | 0.16303
4395 | AC system | Airstack Module 3 Fan |  | Cooling 1 | 1.0 | [5 empty] | 1.0 | 0.75 | 0.75 | 0.65475 | 0.746 |  | 0.4 |  | 11.0 | 0 | 0 | 0 | 0 | 95.48 | 132 | 136.4 | 136.4 | 105.6 | 40.92 | 13.2 | 0 | 0 | 0 | 0 | 0 | 71.2281 | 98.472 | 101.7544 | 101.7544 | 78.7776 | 30.5263 | 9.8472 | 0 | 660 | 492.36 | 0.16303
4396 | AC system | Airstack Module 3 Fan |  | Cooling 1 | 1.0 | [5 empty] | 1.0 | 0.75 | 0.75 | 0.65475 | 0.746 |  | 0.4 |  | 11.0 | 0 | 0 | 0 | 0 | 95.48 | 132 | 136.4 | 136.4 | 105.6 | 40.92 | 13.2 | 0 | 0 | 0 | 0 | 0 | 71.2281 | 98.472 | 101.7544 | 101.7544 | 78.7776 | 30.5263 | 9.8472 | 0 | 660 | 492.36 | 0.16303
4397 | AC system | Airstack Module 4 Fan |  | Cooling 1 | 1.0 | [5 empty] | 1.0 | 0.75 | 0.75 | 0.65475 | 0.746 |  | 0.4 |  | 11.0 | 0 | 0 | 0 | 0 | 95.48 | 132 | 136.4 | 136.4 | 105.6 | 40.92 | 13.2 | 0 | 0 | 0 | 0 | 0 | 71.2281 | 98.472 | 101.7544 | 101.7544 | 78.7776 | 30.5263 | 9.8472 | 0 | 660 | 492.36 | 0.16303
4398 | AC system | Airstack Module 4 Fan |  | Cooling 1 | 1.0 | [5 empty] | 1.0 | 0.75 | 0.75 | 0.65475 | 0.746 |  | 0.4 |  | 11.0 | 0 | 0 | 0 | 0 | 95.48 | 132 | 136.4 | 136.4 | 105.6 | 40.92 | 13.2 | 0 | 0 | 0 | 0 | 0 | 71.2281 | 98.472 | 101.7544 | 101.7544 | 78.7776 | 30.5263 | 9.8472 | 0 | 660 | 492.36 | 0.16303
4399 | Ventilation | Air Handling Unit | AH-15 | Uniform | 1.0 | [5 empty] | 1.0 | 0.75 | 0.75 | 0.65475 | 0.746 |  | 1 | AH 2-4, 9-16 | 9.0 | 279 | 252 | 279 | 270 | 279 | 270 | 279 | 279 | 270 | 279 | 270 | 279 | 208.134 | 187.992 | 208.134 | 201.42 | 208.134 | 201.42 | 208.134 | 208.134 | 201.42 | 208.134 | 201.42 | 208.134 | 3285 | 2450.61 | 0.30183
4400 | Ventilation | Air Handling Unit | AH-15 | Uniform | 1.0 | [5 empty] | 1.0 | 0.75 | 0.75 | 0.65475 | 0.746 |  | 1 | AH 2-4, 9-16 | 9.0 | 279 | 252 | 279 | 270 | 279 | 270 | 279 | 279 | 270 | 279 | 270 | 279 | 208.134 | 187.992 | 208.134 | 201.42 | 208.134 | 201.42 | 208.134 | 208.134 | 201.42 | 208.134 | 201.42 | 208.134 | 3285 | 2450.61 | 0.30183
4401 | Ventilation | Exhaust Fan | EF-1 | Uniform | 1.0 | [5 empty] | 1.0 | 0.75 | 0.75 | 0.65475 | 0.746 |  | 1 |  | 4 | 124 | 112 | 124 | 120 | 124 | 120 | 124 | 124 | 120 | 124 | 120 | 124 | 92.504 | 83.552 | 92.504 | 89.52 | 92.504 | 89.52 | 92.504 | 92.504 | 89.52 | 92.504 | 89.52 | 92.504 | 1460 | 1089.16 | 0.40727
4402 | Ventilation | Exhaust Fan | EF-1 | Uniform | 1.0 | [5 empty] | 1.0 | 0.75 | 0.75 | 0.65475 | 0.746 |  | 1 |  | 4 | 124 | 112 | 124 | 120 | 124 | 120 | 124 | 124 | 120 | 124 | 120 | 124 | 92.504 | 83.552 | 92.504 | 89.52 | 92.504 | 89.52 | 92.504 | 92.504 | 89.52 | 92.504 | 89.52 | 92.504 | 1460 | 1089.16 | 0.40727
4403 | Ventilation | Supply Fan |  | Uniform | 1.0 | [5 empty] | 1.0 | 0.75 | 0.75 | 0.65475 | 0.746 |  | 1 | Occupied | 16.0 | 496 | 448 | 496 | 480 | 496 | 480 | 496 | 496 | 480 | 496 | 480 | 496 | 370.016 | 334.208 | 370.016 | 358.08 | 370.016 | 358.08 | 370.016 | 370.016 | 358.08 | 370.016 | 358.08 | 370.016 | 5840 | 4356.64 | 20.6023
4404 | Ventilation | Supply Fan |  | Uniform | 1.0 | [5 empty] | 1.0 | 0.75 | 0.75 | 0.65475 | 0.746 |  | 1 | Occupied | 16.0 | 496 | 448 | 496 | 480 | 496 | 480 | 496 | 496 | 480 | 496 | 480 | 496 | 370.016 | 334.208 | 370.016 | 358.08 | 370.016 | 358.08 | 370.016 | 370.016 | 358.08 | 370.016 | 358.08 | 370.016 | 5840 | 4356.64 | 20.6023
4405 | Ventilation | Supply Fan | FNS101-VTC | Uniform | 1.0 | [5 empty] | 1.0 | 0.75 | 0.75 | 0.65475 | 0.746 |  | 1 | Bay Hours | 16.0 | 496 | 448 | 496 | 480 | 496 | 480 | 496 | 496 | 480 | 496 | 480 | 496 | 370.016 | 334.208 | 370.016 | 358.08 | 370.016 | 358.08 | 370.016 | 370.016 | 358.08 | 370.016 | 358.08 | 370.016 | 5840 | 4356.64 | 0.24381
4406 | Ventilation | Supply Fan | RTHP-2 | Uniform | 1.0 | [5 empty] | 1.0 | 0.75 | 0.75 | 0.65475 | 0.746 |  | 1 | RTHP-2 | 16.0 | 496 | 448 | 496 | 480 | 496 | 480 | 496 | 496 | 480 | 496 | 480 | 496 | 370.016 | 334.208 | 370.016 | 358.08 | 370.016 | 358.08 | 370.016 | 370.016 | 358.08 | 370.016 | 358.08 | 370.016 | 5840 | 4356.64 | 2.1242
4407 | Ventilation | Supply Fan | AHU-1 | Heating 1 | 1.0 | [5 empty] | 1.0 | 0.75 | 0.75 | 0.65475 | 0.746 |  | 1 |  | 24.0 | 669.6 | 604.8 | 148.8 | 144 | 0 | 0 | 0 | 0 | 0 | 148.8 | 720 | 744 | 499.5216 | 451.1808 | 111.0048 | 107.424 | 0 | 0 | 0 | 0 | 0 | 111.0048 | 537.12 | 555.024 | 3180 | 2372.28 | 5.6199
4408 | Ventilation | Exhaust Fan | EF-9 | Uniform | 1.0 | [5 empty] | 1.0 | 0.75 | 0.75 | 0.65475 | 0.746 |  | 1 | Occupied | 17.5 | 542.5 | 441 | 542.5 | 525 | 488.25 | 210 | 108.5 | 54.25 | 315 | 542.5 | 525 | 542.5 | 404.705 | 328.986 | 404.705 | 391.65 | 364.2345 | 156.66 | 80.941 | 40.4705 | 234.99 | 404.705 | 391.65 | 404.705 | 4837 | 3608.402 | 1.5674
4409 | Ventilation | Exhaust Fan | EF-10 | Uniform | 1.0 | [5 empty] | 1.0 | 0.75 | 0.75 | 0.65475 | 0.746 |  | 1 | Occupied | 17.5 | 542.5 | 441 | 542.5 | 525 | 488.25 | 210 | 108.5 | 54.25 | 315 | 542.5 | 525 | 542.5 | 404.705 | 328.986 | 404.705 | 391.65 | 364.2345 | 156.66 | 80.941 | 40.4705 | 234.99 | 404.705 | 391.65 | 404.705 | 4837 | 3608.402 | 1.5674
4410 | Ventilation | Exhaust Fan | EF-11 | Uniform | 1.0 | [5 empty] | 1.0 | 0.75 | 0.75 | 0.65475 | 0.746 |  | 1 | Occupied | 17.5 | 542.5 | 441 | 542.5 | 525 | 488.25 | 210 | 108.5 | 54.25 | 315 | 542.5 | 525 | 542.5 | 404.705 | 328.986 | 404.705 | 391.65 | 364.2345 | 156.66 | 80.941 | 40.4705 | 234.99 | 404.705 | 391.65 | 404.705 | 4837 | 3608.402 | 1.5674
4411 | Ventilation | Exhaust Fan | EF-12 | Uniform | 1.0 | [5 empty] | 1.0 | 0.75 | 0.75 | 0.65475 | 0.746 |  | 1 | Occupied | 17.5 | 542.5 | 441 | 542.5 | 525 | 488.25 | 210 | 108.5 | 54.25 | 315 | 542.5 | 525 | 542.5 | 404.705 | 328.986 | 404.705 | 391.65 | 364.2345 | 156.66 | 80.941 | 40.4705 | 234.99 | 404.705 | 391.65 | 404.705 | 4837 | 3608.402 | 1.5674
4412 | Ventilation | Exhaust Fan | EF-13 | Uniform | 1.0 | [5 empty] | 1.0 | 0.75 | 0.75 | 0.65475 | 0.746 |  | 1 | Occupied | 17.5 | 542.5 | 441 | 542.5 | 525 | 488.25 | 210 | 108.5 | 54.25 | 315 | 542.5 | 525 | 542.5 | 404.705 | 328.986 | 404.705 | 391.65 | 364.2345 | 156.66 | 80.941 | 40.4705 | 234.99 | 404.705 | 391.65 | 404.705 | 4837 | 3608.402 | 1.5674
4413 | Ventilation | Supply Fan (SF-10) | AHU-10 | Uniform | 1.0 | [5 empty] | 1.0 | 0.75 | 0.75 | 0.65475 | 0.746 |  | 0.8 | AHU-9 | 14.0 | 347.2 | 313.6 | 347.2 | 336 | 347.2 | 336 | 347.2 | 347.2 | 336 | 347.2 | 336 | 347.2 | 259.0112 | 233.9456 | 259.0112 | 250.656 | 259.0112 | 250.656 | 259.0112 | 259.0112 | 250.656 | 259.0112 | 250.656 | 259.0112 | 4088 | 3049.648 | 0.21989
4414 | Ventilation | Supply Fan (SF-11) | AHU-11 | Uniform | 1.0 | [5 empty] | 1.0 | 0.75 | 0.75 | 0.65475 | 0.746 |  | 0.8 | AHU-9 | 14.0 | 347.2 | 313.6 | 347.2 | 336 | 347.2 | 336 | 347.2 | 347.2 | 336 | 347.2 | 336 | 347.2 | 259.0112 | 233.9456 | 259.0112 | 250.656 | 259.0112 | 250.656 | 259.0112 | 259.0112 | 250.656 | 259.0112 | 250.656 | 259.0112 | 4088 | 3049.648 | 0.21989
4415 | Ventilation | Supply Fan (SF-12) | AHU-12 | Uniform | 1.0 | [5 empty] | 1.0 | 0.75 | 0.75 | 0.65475 | 0.746 |  | 0.8 | AHU-9 | 14.0 | 347.2 | 313.6 | 347.2 | 336 | 347.2 | 336 | 347.2 | 347.2 | 336 | 347.2 | 336 | 347.2 | 259.0112 | 233.9456 | 259.0112 | 250.656 | 259.0112 | 250.656 | 259.0112 | 259.0112 | 250.656 | 259.0112 | 250.656 | 259.0112 | 4088 | 3049.648 | 0.21989
4416 | Ventilation | Supply Fan (SF-13) | AHU-13 | Uniform | 1.0 | [5 empty] | 1.0 | 0.75 | 0.75 | 0.65475 | 0.746 |  | 0.8 | AHU-9 | 14.0 | 347.2 | 313.6 | 347.2 | 336 | 347.2 | 336 | 347.2 | 347.2 | 336 | 347.2 | 336 | 347.2 | 259.0112 | 233.9456 | 259.0112 | 250.656 | 259.0112 | 250.656 | 259.0112 | 259.0112 | 250.656 | 259.0112 | 250.656 | 259.0112 | 4088 | 3049.648 | 0.21989
4417 | Ventilation | Return Fan (RF-13) | AHU-13 | Uniform | 1.0 | [5 empty] | 1.0 | 0.75 | 0.75 | 0.65475 | 0.746 |  | 0.8 | AHU-9 | 14.0 | 347.2 | 313.6 | 347.2 | 336 | 347.2 | 336 | 347.2 | 347.2 | 336 | 347.2 | 336 | 347.2 | 259.0112 | 233.9456 | 259.0112 | 250.656 | 259.0112 | 250.656 | 259.0112 | 259.0112 | 250.656 | 259.0112 | 250.656 | 259.0112 | 4088 | 3049.648 | 0.21989
4418 | Ventilation | Return Fan (RF-14) | AHU-14 | Uniform | 1.0 | [5 empty] | 1.0 | 0.75 | 0.75 | 0.65475 | 0.746 |  | 0.8 | AHU-9 | 14.0 | 347.2 | 313.6 | 347.2 | 336 | 347.2 | 336 | 347.2 | 347.2 | 336 | 347.2 | 336 | 347.2 | 259.0112 | 233.9456 | 259.0112 | 250.656 | 259.0112 | 250.656 | 259.0112 | 259.0112 | 250.656 | 259.0112 | 250.656 | 259.0112 | 4088 | 3049.648 | 0.21989
4419 | Ventilation | Return Fan (RF-15) | AHU-15 | Uniform | 1.0 | [5 empty] | 1.0 | 0.75 | 0.75 | 0.65475 | 0.746 |  | 0.8 | AHU-9 | 14.0 | 347.2 | 313.6 | 347.2 | 336 | 347.2 | 336 | 347.2 | 347.2 | 336 | 347.2 | 336 | 347.2 | 259.0112 | 233.9456 | 259.0112 | 250.656 | 259.0112 | 250.656 | 259.0112 | 259.0112 | 250.656 | 259.0112 | 250.656 | 259.0112 | 4088 | 3049.648 | 0.21989
4420 | Ventilation | Return Fan (RF-16) | AHU-16 | Uniform | 1.0 | [5 empty] | 1.0 | 0.75 | 0.75 | 0.65475 | 0.746 |  | 0.8 | AHU-9 | 14.0 | 347.2 | 313.6 | 347.2 | 336 | 347.2 | 336 | 347.2 | 347.2 | 336 | 347.2 | 336 | 347.2 | 259.0112 | 233.9456 | 259.0112 | 250.656 | 259.0112 | 250.656 | 259.0112 | 259.0112 | 250.656 | 259.0112 | 250.656 | 259.0112 | 4088 | 3049.648 | 0.21989
4421 | Ventilation | Transfer fan | TF-5 | Uniform | 1.0 | [5 empty] | 1.0 | 0.75 | 0.75 | 0.65475 | 0.746 |  | 1 |  | 10.5 | 325.5 | 294 | 325.5 | 315 | 325.5 | 315 | 325.5 | 325.5 | 315 | 325.5 | 315 | 325.5 | 242.823 | 219.324 | 242.823 | 234.99 | 242.823 | 234.99 | 242.823 | 242.823 | 234.99 | 242.823 | 234.99 | 242.823 | 3832.5 | 2859.045 | 0.19947
4422 | Ventilation | Transfer fan | TF-5 | Uniform | 1.0 | [5 empty] | 1.0 | 0.75 | 0.75 | 0.65475 | 0.746 |  | 1 |  | 10.5 | 325.5 | 294 | 325.5 | 315 | 325.5 | 315 | 325.5 | 325.5 | 315 | 325.5 | 315 | 325.5 | 242.823 | 219.324 | 242.823 | 234.99 | 242.823 | 234.99 | 242.823 | 242.823 | 234.99 | 242.823 | 234.99 | 242.823 | 3832.5 | 2859.045 | 0.20123
4423 | Ventilation | Exhaust Fans |  | Uniform | 1.0 | [5 empty] | 1.0 | 0.75 | 0.75 | 0.65475 | 0.746 |  | 1 |  | 14.0 | 434 | 392 | 434 | 420 | 434 | 420 | 434 | 434 | 420 | 434 | 420 | 434 | 323.764 | 292.432 | 323.764 | 313.32 | 323.764 | 313.32 | 323.764 | 323.764 | 313.32 | 323.764 | 313.32 | 323.764 | 5110 | 3812.06 | 0.35334
4424 | Ventilation | Return Fan (RF-17) | AHU-17 | Uniform | 1.0 | [5 empty] | 1.0 | 0.75 | 0.75 | 0.65475 | 0.746 |  | 1 | AHU-9 | 14.0 | 434 | 392 | 434 | 420 | 434 | 420 | 434 | 434 | 420 | 434 | 420 | 434 | 323.764 | 292.432 | 323.764 | 313.32 | 323.764 | 313.32 | 323.764 | 323.764 | 313.32 | 323.764 | 313.32 | 323.764 | 5110 | 3812.06 | 0.27486
4425 | Ventilation | Pressurized Fan | SPF-3 | Uniform | 1.0 | [5 empty] | 1.0 | 0.75 | 0.75 | 0.65475 | 0.746 |  | 1 | Building Vent | 14.0 | 434 | 392 | 434 | 420 | 434 | 420 | 434 | 434 | 420 | 434 | 420 | 434 | 323.764 | 292.432 | 323.764 | 313.32 | 323.764 | 313.32 | 323.764 | 323.764 | 313.32 | 323.764 | 313.32 | 323.764 | 5110 | 3812.06 | 0.65152
4426 | Pump | Hot Water Pump | P-3 | Heating 1 | 1.0 | [5 empty] | 1.0 | 0.75 | 0.75 | 0.65475 | 0.746 |  | 0.5 | Galleria | 13.928571428571400 | 215.8929 | 195 | 161.9196 | 104.4643 | 86.3571 | 41.7857 | 5.3973 | 5.3973 | 5.2232 | 43.1786 | 83.5714 | 151.125 | 161.0561 | 145.47 | 120.7921 | 77.9304 | 64.4224 | 31.1721 | 4.0264 | 4.0264 | 3.8965 | 32.2112 | 62.3443 | 112.7392 | 1099.3125 | 820.0871 | 0.17666
4427 | Pump | Hot Water Pump | P-4 | Heating 1 | 1.0 | [5 empty] | 1.0 | 0.75 | 0.75 | 0.65475 | 0.746 |  | 0.5 | Galleria | 13.928571428571400 | 215.8929 | 195 | 161.9196 | 104.4643 | 86.3571 | 41.7857 | 5.3973 | 5.3973 | 5.2232 | 43.1786 | 83.5714 | 151.125 | 161.0561 | 145.47 | 120.7921 | 77.9304 | 64.4224 | 31.1721 | 4.0264 | 4.0264 | 3.8965 | 32.2112 | 62.3443 | 112.7392 | 1099.3125 | 820.0871 | 0.17666
4428 | Pump | Hot Water Pump | P-7 | Heating 1 | 1.0 | [5 empty] | 1.0 | 0.75 | 0.75 | 0.65475 | 0.746 |  | 0.5 | Galleria | 13.928571428571400 | 215.8929 | 195 | 161.9196 | 104.4643 | 86.3571 | 41.7857 | 5.3973 | 5.3973 | 5.2232 | 43.1786 | 83.5714 | 151.125 | 161.0561 | 145.47 | 120.7921 | 77.9304 | 64.4224 | 31.1721 | 4.0264 | 4.0264 | 3.8965 | 32.2112 | 62.3443 | 112.7392 | 1099.3125 | 820.0871 | 0.17791
4429 | Pump | Hot Water Pump | P-8 | Heating 1 | 1.0 | [5 empty] | 1.0 | 0.75 | 0.75 | 0.65475 | 0.746 |  | 0.5 | Galleria | 13.928571428571400 | 215.8929 | 195 | 161.9196 | 104.4643 | 86.3571 | 41.7857 | 5.3973 | 5.3973 | 5.2232 | 43.1786 | 83.5714 | 151.125 | 161.0561 | 145.47 | 120.7921 | 77.9304 | 64.4224 | 31.1721 | 4.0264 | 4.0264 | 3.8965 | 32.2112 | 62.3443 | 112.7392 | 1099.3125 | 820.0871 | 0.17791
4430 | Pump | Hot Water Pump | P-3 | Heating 1 | 1.0 | [5 empty] | 1.0 | 0.75 | 0.75 | 0.65475 | 0.746 |  | 0.5 | Galleria | 13.928571428571400 | 215.8929 | 195 | 161.9196 | 104.4643 | 86.3571 | 41.7857 | 5.3973 | 5.3973 | 5.2232 | 43.1786 | 83.5714 | 151.125 | 161.0561 | 145.47 | 120.7921 | 77.9304 | 64.4224 | 31.1721 | 4.0264 | 4.0264 | 3.8965 | 32.2112 | 62.3443 | 112.7392 | 1099.3125 | 820.0871 | 0.17666
4431 | Pump | Hot Water Pump | P-4 | Heating 1 | 1.0 | [5 empty] | 1.0 | 0.75 | 0.75 | 0.65475 | 0.746 |  | 0.5 | Galleria | 13.928571428571400 | 215.8929 | 195 | 161.9196 | 104.4643 | 86.3571 | 41.7857 | 5.3973 | 5.3973 | 5.2232 | 43.1786 | 83.5714 | 151.125 | 161.0561 | 145.47 | 120.7921 | 77.9304 | 64.4224 | 31.1721 | 4.0264 | 4.0264 | 3.8965 | 32.2112 | 62.3443 | 112.7392 | 1099.3125 | 820.0871 | 0.17666
4432 | Pump | Hot Water Pump | P-7 | Heating 1 | 1.0 | [5 empty] | 1.0 | 0.75 | 0.75 | 0.65475 | 0.746 |  | 0.5 | Galleria | 13.928571428571400 | 215.8929 | 195 | 161.9196 | 104.4643 | 86.3571 | 41.7857 | 5.3973 | 5.3973 | 5.2232 | 43.1786 | 83.5714 | 151.125 | 161.0561 | 145.47 | 120.7921 | 77.9304 | 64.4224 | 31.1721 | 4.0264 | 4.0264 | 3.8965 | 32.2112 | 62.3443 | 112.7392 | 1099.3125 | 820.0871 | 0.17791
4433 | Pump | Hot Water Pump | P-8 | Heating 1 | 1.0 | [5 empty] | 1.0 | 0.75 | 0.75 | 0.65475 | 0.746 |  | 0.5 | Galleria | 13.928571428571400 | 215.8929 | 195 | 161.9196 | 104.4643 | 86.3571 | 41.7857 | 5.3973 | 5.3973 | 5.2232 | 43.1786 | 83.5714 | 151.125 | 161.0561 | 145.47 | 120.7921 | 77.9304 | 64.4224 | 31.1721 | 4.0264 | 4.0264 | 3.8965 | 32.2112 | 62.3443 | 112.7392 | 1099.3125 | 820.0871 | 0.17791
4434 | Ventilation |  | FC-3 | Heating 1 | 1.0 | [5 empty] | 1.0 | 0.75 | 0.75 | 0.65475 | 0.746 |  | 1 | Galleria | 13.928571428571400 | 431.7857 | 390 | 323.8393 | 208.9286 | 172.7143 | 83.5714 | 10.7946 | 10.7946 | 10.4464 | 86.3571 | 167.1429 | 302.25 | 322.1121 | 290.94 | 241.5841 | 155.8607 | 128.8449 | 62.3443 | 8.0528 | 8.0528 | 7.793 | 64.4224 | 124.6886 | 225.4785 | 2198.625 | 1640.1743 | 0.35332
4435 | Ventilation |  | FC-4 | Heating 1 | 1.0 | [5 empty] | 1.0 | 0.75 | 0.75 | 0.65475 | 0.746 |  | 1 | Galleria | 13.928571428571400 | 431.7857 | 390 | 323.8393 | 208.9286 | 172.7143 | 83.5714 | 10.7946 | 10.7946 | 10.4464 | 86.3571 | 167.1429 | 302.25 | 322.1121 | 290.94 | 241.5841 | 155.8607 | 128.8449 | 62.3443 | 8.0528 | 8.0528 | 7.793 | 64.4224 | 124.6886 | 225.4785 | 2198.625 | 1640.1743 | 0.35583
4436 | Ventilation |  | FC-3 | Heating 1 | 1.0 | [5 empty] | 1.0 | 0.75 | 0.75 | 0.65475 | 0.746 |  | 1 | Galleria | 13.928571428571400 | 431.7857 | 390 | 323.8393 | 208.9286 | 172.7143 | 83.5714 | 10.7946 | 10.7946 | 10.4464 | 86.3571 | 167.1429 | 302.25 | 322.1121 | 290.94 | 241.5841 | 155.8607 | 128.8449 | 62.3443 | 8.0528 | 8.0528 | 7.793 | 64.4224 | 124.6886 | 225.4785 | 2198.625 | 1640.1743 | 0.35332
4437 | Ventilation |  | FC-4 | Heating 1 | 1.0 | [5 empty] | 1.0 | 0.75 | 0.75 | 0.65475 | 0.746 |  | 1 | Galleria | 13.928571428571400 | 431.7857 | 390 | 323.8393 | 208.9286 | 172.7143 | 83.5714 | 10.7946 | 10.7946 | 10.4464 | 86.3571 | 167.1429 | 302.25 | 322.1121 | 290.94 | 241.5841 | 155.8607 | 128.8449 | 62.3443 | 8.0528 | 8.0528 | 7.793 | 64.4224 | 124.6886 | 225.4785 | 2198.625 | 1640.1743 | 0.35583
4438 | Ventilation | Exhaust Fan | EF-1 | Uniform | 1.0 | [5 empty] | 1.0 | 0.75 | 0.75 | 0.65475 | 0.746 |  | 1 | Occupied | 19.25 | 596.75 | 539 | 596.75 | 577.5 | 596.75 | 577.5 | 596.75 | 596.75 | 577.5 | 596.75 | 577.5 | 596.75 | 445.1755 | 402.094 | 445.1755 | 430.815 | 445.1755 | 430.815 | 445.1755 | 445.1755 | 430.815 | 445.1755 | 430.815 | 445.1755 | 7026.25 | 5241.5825 | 3.0065
4439 | Ventilation | Exhaust Fan | EF-2 | Uniform | 1.0 | [5 empty] | 1.0 | 0.75 | 0.75 | 0.65475 | 0.746 |  | 1 | Occupied | 19.25 | 596.75 | 539 | 596.75 | 577.5 | 596.75 | 577.5 | 596.75 | 596.75 | 577.5 | 596.75 | 577.5 | 596.75 | 445.1755 | 402.094 | 445.1755 | 430.815 | 445.1755 | 430.815 | 445.1755 | 445.1755 | 430.815 | 445.1755 | 430.815 | 445.1755 | 7026.25 | 5241.5825 | 3.0065
4440 | Ventilation | Exhaust Fan | EF-3 | Uniform | 1.0 | [5 empty] | 1.0 | 0.75 | 0.75 | 0.65475 | 0.746 |  | 1 | Occupied | 19.25 | 596.75 | 539 | 596.75 | 577.5 | 596.75 | 577.5 | 596.75 | 596.75 | 577.5 | 596.75 | 577.5 | 596.75 | 445.1755 | 402.094 | 445.1755 | 430.815 | 445.1755 | 430.815 | 445.1755 | 445.1755 | 430.815 | 445.1755 | 430.815 | 445.1755 | 7026.25 | 5241.5825 | 3.0065
4441 | Ventilation | Exhaust Fan | EF-4 | Uniform | 1.0 | [5 empty] | 1.0 | 0.75 | 0.75 | 0.65475 | 0.746 |  | 1 | Occupied | 19.25 | 596.75 | 539 | 596.75 | 577.5 | 596.75 | 577.5 | 596.75 | 596.75 | 577.5 | 596.75 | 577.5 | 596.75 | 445.1755 | 402.094 | 445.1755 | 430.815 | 445.1755 | 430.815 | 445.1755 | 445.1755 | 430.815 | 445.1755 | 430.815 | 445.1755 | 7026.25 | 5241.5825 | 3.0065
4442 | Ventilation | Supply Fan | RTU-1 | Uniform | 1.0 | [5 empty] | 1.0 | 0.75 | 0.75 | 0.65475 | 0.746 |  | 1 | Ventilation | 15.5 | 480.5 | 434 | 480.5 | 465 | 480.5 | 465 | 480.5 | 480.5 | 465 | 480.5 | 465 | 480.5 | 358.453 | 323.764 | 358.453 | 346.89 | 358.453 | 346.89 | 358.453 | 358.453 | 346.89 | 358.453 | 346.89 | 358.453 | 5657.5 | 4220.495 | 4.9799
4443 | Ventilation | Supply Fan | RTU-3 | Uniform | 1.0 | [5 empty] | 1.0 | 0.75 | 0.75 | 0.65475 | 0.746 |  | 1 | Ventilation | 15.5 | 480.5 | 434 | 480.5 | 465 | 480.5 | 465 | 480.5 | 480.5 | 465 | 480.5 | 465 | 480.5 | 358.453 | 323.764 | 358.453 | 346.89 | 358.453 | 346.89 | 358.453 | 358.453 | 346.89 | 358.453 | 346.89 | 358.453 | 5657.5 | 4220.495 | 4.9799
4444 | Ventilation | Supply Fan | RTU-4 | Uniform | 1.0 | [5 empty] | 1.0 | 0.75 | 0.75 | 0.65475 | 0.746 |  | 1 | Ventilation | 15.5 | 480.5 | 434 | 480.5 | 465 | 480.5 | 465 | 480.5 | 480.5 | 465 | 480.5 | 465 | 480.5 | 358.453 | 323.764 | 358.453 | 346.89 | 358.453 | 346.89 | 358.453 | 358.453 | 346.89 | 358.453 | 346.89 | 358.453 | 5657.5 | 4220.495 | 4.9799
4445 | Ventilation | Supply Fan | RTU-5 | Uniform | 1.0 | [5 empty] | 1.0 | 0.75 | 0.75 | 0.65475 | 0.746 |  | 1 | Ventilation | 15.5 | 480.5 | 434 | 480.5 | 465 | 480.5 | 465 | 480.5 | 480.5 | 465 | 480.5 | 465 | 480.5 | 358.453 | 323.764 | 358.453 | 346.89 | 358.453 | 346.89 | 358.453 | 358.453 | 346.89 | 358.453 | 346.89 | 358.453 | 5657.5 | 4220.495 | 4.9799
4446 | Ventilation | AHU-106 EF 106A | EAX-106A | Uniform | 1.0 | [5 empty] | 1.0 | 0.75 | 0.75 | 0.65475 | 0.746 |  | 1 | AHU-106 | 20.7 | 641.7 | 579.6 | 641.7 | 621 | 641.7 | 621 | 641.7 | 641.7 | 621 | 641.7 | 621 | 641.7 | 478.7082 | 432.3816 | 478.7082 | 463.266 | 478.7082 | 463.266 | 478.7082 | 478.7082 | 463.266 | 478.7082 | 463.266 | 478.7082 | 7555.5 | 5636.403 | 0.1128
4447 | Ventilation | AHU-106 EF 106B | EAX-106B | Uniform | 1.0 | [5 empty] | 1.0 | 0.75 | 0.75 | 0.65475 | 0.746 |  | 1 | AHU-106 | 20.7 | 641.7 | 579.6 | 641.7 | 621 | 641.7 | 621 | 641.7 | 641.7 | 621 | 641.7 | 621 | 641.7 | 478.7082 | 432.3816 | 478.7082 | 463.266 | 478.7082 | 463.266 | 478.7082 | 478.7082 | 463.266 | 478.7082 | 463.266 | 478.7082 | 7555.5 | 5636.403 | 0.1128
4448 | Ventilation | AHU-106 EF 106 | EAX-106 | Uniform | 1.0 | [5 empty] | 1.0 | 0.75 | 0.75 | 0.65475 | 0.746 |  | 1 | AHU-106 | 20.7 | 641.7 | 579.6 | 641.7 | 621 | 641.7 | 621 | 641.7 | 641.7 | 621 | 641.7 | 621 | 641.7 | 478.7082 | 432.3816 | 478.7082 | 463.266 | 478.7082 | 463.266 | 478.7082 | 478.7082 | 463.266 | 478.7082 | 463.266 | 478.7082 | 7555.5 | 5636.403 | 0.1128
4449 | Ventilation | Supply Fan | AHU-17 | Uniform | 1.0 | [5 empty] | 1.0 | 0.75 | 0.75 | 0.65475 | 0.746 |  | 1 | AHU-17 | 8.75 | 271.25 | 245 | 271.25 | 262.5 | 271.25 | 262.5 | 271.25 | 271.25 | 262.5 | 271.25 | 262.5 | 271.25 | 303.1933 | 204.8783 | 202.2037 | 200.7635 | 196.944 | 187.992 | 205.896 | 187.992 | 196.944 | 205.896 | 235.932 | 318.9191 | 3193.75 | 2647.554 | 0.40072
4450 | Ventilation | EF | EF9 | Uniform | 1.0 | [5 empty] | 1.0 | 0.75 | 0.75 | 0.65475 | 0.746 |  | 1 | Occupied | 16.75 | 519.25 | 469 | 519.25 | 502.5 | 519.25 | 502.5 | 519.25 | 519.25 | 502.5 | 519.25 | 502.5 | 519.25 | 387.3605 | 349.874 | 387.3605 | 374.865 | 387.3605 | 374.865 | 387.3605 | 387.3605 | 374.865 | 387.3605 | 374.865 | 387.3605 | 6113.75 | 4560.8575 | 0.48777
4451 | Ventilation | EF | EF10 | Uniform | 1.0 | [5 empty] | 1.0 | 0.75 | 0.75 | 0.65475 | 0.746 |  | 1 | Occupied | 16.75 | 519.25 | 469 | 519.25 | 502.5 | 519.25 | 502.5 | 519.25 | 519.25 | 502.5 | 519.25 | 502.5 | 519.25 | 387.3605 | 349.874 | 387.3605 | 374.865 | 387.3605 | 374.865 | 387.3605 | 387.3605 | 374.865 | 387.3605 | 374.865 | 387.3605 | 6113.75 | 4560.8575 | 0.48777
4452 | Ventilation | EF | EF13 | Uniform | 1.0 | [5 empty] | 1.0 | 0.75 | 0.75 | 0.65475 | 0.746 |  | 1 | Occupied | 16.75 | 519.25 | 469 | 519.25 | 502.5 | 519.25 | 502.5 | 519.25 | 519.25 | 502.5 | 519.25 | 502.5 | 519.25 | 387.3605 | 349.874 | 387.3605 | 374.865 | 387.3605 | 374.865 | 387.3605 | 387.3605 | 374.865 | 387.3605 | 374.865 | 387.3605 | 6113.75 | 4560.8575 | 0.48777
4453 | Ventilation | EF | EF23 | Uniform | 1.0 | [5 empty] | 1.0 | 0.75 | 0.75 | 0.65475 | 0.746 |  | 1 | Occupied | 16.75 | 519.25 | 469 | 519.25 | 502.5 | 519.25 | 502.5 | 519.25 | 519.25 | 502.5 | 519.25 | 502.5 | 519.25 | 387.3605 | 349.874 | 387.3605 | 374.865 | 387.3605 | 374.865 | 387.3605 | 387.3605 | 374.865 | 387.3605 | 374.865 | 387.3605 | 6113.75 | 4560.8575 | 0.48777
4454 | Ventilation | EF | EF9 | Uniform | 1.0 | [5 empty] | 1.0 | 0.75 | 0.75 | 0.65475 | 0.746 |  | 1 | Occupied | 16.75 | 519.25 | 469 | 519.25 | 502.5 | 519.25 | 502.5 | 519.25 | 519.25 | 502.5 | 519.25 | 502.5 | 519.25 | 387.3605 | 349.874 | 387.3605 | 374.865 | 387.3605 | 374.865 | 387.3605 | 387.3605 | 374.865 | 387.3605 | 374.865 | 387.3605 | 6113.75 | 4560.8575 | 0.44315
4455 | Ventilation | EF | EF10 | Uniform | 1.0 | [5 empty] | 1.0 | 0.75 | 0.75 | 0.65475 | 0.746 |  | 1 | Occupied | 16.75 | 519.25 | 469 | 519.25 | 502.5 | 519.25 | 502.5 | 519.25 | 519.25 | 502.5 | 519.25 | 502.5 | 519.25 | 387.3605 | 349.874 | 387.3605 | 374.865 | 387.3605 | 374.865 | 387.3605 | 387.3605 | 374.865 | 387.3605 | 374.865 | 387.3605 | 6113.75 | 4560.8575 | 0.44315
4456 | Ventilation | EF | EF13 | Uniform | 1.0 | [5 empty] | 1.0 | 0.75 | 0.75 | 0.65475 | 0.746 |  | 1 | Occupied | 16.75 | 519.25 | 469 | 519.25 | 502.5 | 519.25 | 502.5 | 519.25 | 519.25 | 502.5 | 519.25 | 502.5 | 519.25 | 387.3605 | 349.874 | 387.3605 | 374.865 | 387.3605 | 374.865 | 387.3605 | 387.3605 | 374.865 | 387.3605 | 374.865 | 387.3605 | 6113.75 | 4560.8575 | 0.44315
4457 | Ventilation | EF | EF23 | Uniform | 1.0 | [5 empty] | 1.0 | 0.75 | 0.75 | 0.65475 | 0.746 |  | 1 | Occupied | 16.75 | 519.25 | 469 | 519.25 | 502.5 | 519.25 | 502.5 | 519.25 | 519.25 | 502.5 | 519.25 | 502.5 | 519.25 | 387.3605 | 349.874 | 387.3605 | 374.865 | 387.3605 | 374.865 | 387.3605 | 387.3605 | 374.865 | 387.3605 | 374.865 | 387.3605 | 6113.75 | 4560.8575 | 0.44315
4458 | Ventilation | Return Fan | RF-AHU5 | Uniform | 1.0 | [5 empty] | 1.0 | 0.75 | 0.75 | 0.65475 | 0.746 |  | 1 | AHU-5 | 15.42857143 | 478.2857 | 432 | 478.2857 | 462.8571 | 478.2857 | 462.8571 | 478.2857 | 478.2857 | 462.8571 | 478.2857 | 462.8571 | 478.2857 | 356.8011 | 322.272 | 356.8011 | 345.2914 | 356.8011 | 345.2914 | 356.8011 | 356.8011 | 345.2914 | 356.8011 | 345.2914 | 356.8011 | 5631.4286 | 4201.0457 | 1.0034
4459 | Ventilation | Return Booster Fan | RBF-AHU5 | Uniform | 1.0 | [5 empty] | 1.0 | 0.75 | 0.75 | 0.65475 | 0.746 |  | 1 | AHU-5 | 15.42857143 | 478.2857 | 432 | 478.2857 | 462.8571 | 478.2857 | 462.8571 | 478.2857 | 478.2857 | 462.8571 | 478.2857 | 462.8571 | 478.2857 | 356.8011 | 322.272 | 356.8011 | 345.2914 | 356.8011 | 345.2914 | 356.8011 | 356.8011 | 345.2914 | 356.8011 | 345.2914 | 356.8011 | 5631.4286 | 4201.0457 | 1.0034
4460 | Pump | Boiler Pump | P-1 | Heating Pump | 1.0 | [5 empty] | 1.0 | 0.75 | 0.75 | 0.65475 | 0.746 |  | 0.5 | N | 18.428571428571400 | 285.6429 | 258 | 273.3571 | 239.5714 | 165.3452 | 28.6667 | 6.6548 | 1.5357 | 84.9762 | 240.5952 | 274.8929 | 285.6429 | 213.0896 | 192.468 | 203.9244 | 178.7203 | 123.3475 | 21.3853 | 4.9645 | 1.1456 | 63.3922 | 179.484 | 205.0701 | 213.0896 | 2144.881 | 1600.0812 | 0.11182
4461 | Pump | Boiler Pump | P-2 | Heating Pump | 1.0 | [5 empty] | 1.0 | 0.75 | 0.75 | 0.65475 | 0.746 |  | 0.5 | N | 18.428571428571400 | 285.6429 | 258 | 273.3571 | 239.5714 | 165.3452 | 28.6667 | 6.6548 | 1.5357 | 84.9762 | 240.5952 | 274.8929 | 285.6429 | 213.0896 | 192.468 | 203.9244 | 178.7203 | 123.3475 | 21.3853 | 4.9645 | 1.1456 | 63.3922 | 179.484 | 205.0701 | 213.0896 | 2144.881 | 1600.0812 | 0.11182
4462 | Pump | AHU HC Pump | A5HCP | Heating 1 | 1.0 | [5 empty] | 1.0 | 0.75 | 0.75 | 0.65475 | 0.746 |  | 0.5 | F5 | 12.75 | 187.7438 | 169.575 | 138.3375 | 114.75 | 59.2875 | 19.125 | 0 | 15.81 | 57.375 | 138.3375 | 162.5625 | 197.625 | 140.0568 | 126.5029 | 103.1998 | 85.6035 | 44.2285 | 14.2673 | 0 | 11.7943 | 42.8017 | 103.1998 | 121.2716 | 147.4282 | 1260.5287 | 940.3544 | 0.10057
4463 | Pump | AHU HC Pump | A6HCP | Heating 1 | 1.0 | [5 empty] | 1.0 | 0.75 | 0.75 | 0.65475 | 0.746 |  | 0.5 | F6 | 12.75 | 187.7438 | 169.575 | 138.3375 | 114.75 | 59.2875 | 19.125 | 0 | 15.81 | 57.375 | 138.3375 | 162.5625 | 197.625 | 140.0568 | 126.5029 | 103.1998 | 85.6035 | 44.2285 | 14.2673 | 0 | 11.7943 | 42.8017 | 103.1998 | 121.2716 | 147.4282 | 1260.5287 | 940.3544 | 0.10057
4464 | Pump | AHU HW Pump |  | Heating 1 | 1.0 | [5 empty] | 1.0 | 0.75 | 0.75 | 0.65475 | 0.746 |  | 1 | AHU-7 | 18.392857142857100 | 570.1786 | 515 | 456.1429 | 441.4286 | 342.1071 | 0 | 0 | 0 | 165.5357 | 330.7036 | 551.7857 | 570.1786 | 425.3532 | 384.19 | 340.2826 | 329.3057 | 255.2119 | 0 | 0 | 0 | 123.4896 | 246.7049 | 411.6321 | 425.3532 | 3943.0607 | 2941.5233 | 0.3298
4465 | Ventilation | AHU-202 EF 202D | EAX-202D | Uniform | 1.0 | [5 empty] | 1.0 | 0.75 | 0.75 | 0.65475 | 0.746 |  | 1 | AHU-202/3/4 | 21.72244897959180 | 673.3959 | 608.2286 | 673.3959 | 651.6735 | 673.3959 | 651.6735 | 673.3959 | 673.3959 | 651.6735 | 673.3959 | 651.6735 | 673.3959 | 502.3534 | 453.7385 | 502.3534 | 486.1484 | 502.3534 | 486.1484 | 502.3534 | 502.3534 | 486.1484 | 502.3534 | 486.1484 | 502.3534 | 7928.6939 | 5914.8056 | 0.11837
4466 | Ventilation | AHU-202 EF 202 | EAX-202 | Uniform | 1.0 | [5 empty] | 1.0 | 0.75 | 0.75 | 0.65475 | 0.746 |  | 1 | AHU-202/3/4 | 21.72244897959180 | 673.3959 | 608.2286 | 673.3959 | 651.6735 | 673.3959 | 651.6735 | 673.3959 | 673.3959 | 651.6735 | 673.3959 | 651.6735 | 673.3959 | 502.3534 | 453.7385 | 502.3534 | 486.1484 | 502.3534 | 486.1484 | 502.3534 | 502.3534 | 486.1484 | 502.3534 | 486.1484 | 502.3534 | 7928.6939 | 5914.8056 | 0.11837
4467 | Pump | AHU HC Pump | A7HCP | Heating 1 | 1.0 | [5 empty] | 1.0 | 0.75 | 0.75 | 0.65475 | 0.746 |  | 0.5 | F7 | 13.0 | 191.425 | 172.9 | 141.05 | 117 | 60.45 | 19.5 | 0 | 16.12 | 58.5 | 141.05 | 165.75 | 201.5 | 142.8031 | 128.9834 | 105.2233 | 87.282 | 45.0957 | 14.547 | 0 | 12.0255 | 43.641 | 105.2233 | 123.6495 | 150.319 | 1285.245 | 958.7928 | 0.10254
4468 | Pump | AHU HC Pump | A8HCP | Heating 1 | 1.0 | [5 empty] | 1.0 | 0.75 | 0.75 | 0.65475 | 0.746 |  | 0.5 | F8 | 13.0 | 191.425 | 172.9 | 141.05 | 117 | 60.45 | 19.5 | 0 | 16.12 | 58.5 | 141.05 | 165.75 | 201.5 | 142.8031 | 128.9834 | 105.2233 | 87.282 | 45.0957 | 14.547 | 0 | 12.0255 | 43.641 | 105.2233 | 123.6495 | 150.319 | 1285.245 | 958.7928 | 0.10254
4469 | Pump | AHU CC Pump | A7CCP | Cooling 1 | 1.0 | [5 empty] | 1.0 | 0.75 | 0.75 | 0.65475 | 0.746 |  | 0.5 | F7 | 13.0 | 32.0224 | 29.639 | 50.534 | 81.5101 | 164.2174 | 170.795 | 201.5 | 199.4234 | 172.4549 | 123.1937 | 55.3161 | 51.711 | 23.8887 | 22.1107 | 37.6983 | 60.8065 | 122.5062 | 127.413 | 150.319 | 148.7698 | 128.6514 | 91.9025 | 41.2658 | 38.5764 | 1332.3169 | 993.9084 | 0.1063
4470 | Pump | AHU CC Pump | A8CCP | Cooling 1 | 1.0 | [5 empty] | 1.0 | 0.75 | 0.75 | 0.65475 | 0.746 |  | 0.5 | F8 | 13.0 | 32.0224 | 29.639 | 50.534 | 81.5101 | 164.2174 | 170.795 | 201.5 | 199.4234 | 172.4549 | 123.1937 | 55.3161 | 51.711 | 23.8887 | 22.1107 | 37.6983 | 60.8065 | 122.5062 | 127.413 | 150.319 | 148.7698 | 128.6514 | 91.9025 | 41.2658 | 38.5764 | 1332.3169 | 993.9084 | 0.1063
4471 | Pump | AHU HW Pump |  | Heating 1 | 1.0 | [5 empty] | 1.0 | 0.75 | 0.75 | 0.65475 | 0.746 |  | 1 | AHU-6 | 13.428571428571400 | 416.2857 | 376 | 333.0286 | 322.2857 | 249.7714 | 0 | 0 | 0 | 120.8571 | 241.4457 | 402.8571 | 416.2857 | 310.5491 | 280.496 | 248.4393 | 240.4251 | 186.3295 | 0 | 0 | 0 | 90.1594 | 180.1185 | 300.5314 | 310.5491 | 2878.8171 | 2147.5976 | 0.24078
4472 | Heat pump | Evaporator Fan | HPU-05 | Heat Pump | 1.0 | [5 empty] | 1.0 | 0.75 | 0.75 | 0.65475 | 0.746 |  | 0.45 | All Day | 24.0 | 334.8 | 302.4 | 334.8 | 324 | 200.88 | 291.6 | 301.32 | 301.32 | 129.6 | 234.36 | 324 | 167.4 | 249.7608 | 225.5904 | 249.7608 | 241.704 | 149.8565 | 217.5336 | 224.7847 | 224.7847 | 96.6816 | 174.8326 | 241.704 | 124.8804 | 3246.48 | 2421.8741 | 0.12438
4473 | Heat pump | Evaporator Fan | HPU-0102 | Heat Pump | 1.0 | [5 empty] | 1.0 | 0.75 | 0.75 | 0.65475 | 0.746 |  | 0.45 | All Day | 24.0 | 334.8 | 302.4 | 334.8 | 324 | 200.88 | 291.6 | 301.32 | 301.32 | 129.6 | 234.36 | 324 | 167.4 | 249.7608 | 225.5904 | 249.7608 | 241.704 | 149.8565 | 217.5336 | 224.7847 | 224.7847 | 96.6816 | 174.8326 | 241.704 | 124.8804 | 3246.48 | 2421.8741 | 0.12438
4474 | Heat pump | Evaporator Fan | HPU-0104 | Heat Pump | 1.0 | [5 empty] | 1.0 | 0.75 | 0.75 | 0.65475 | 0.746 |  | 0.45 | All Day | 24.0 | 334.8 | 302.4 | 334.8 | 324 | 200.88 | 291.6 | 301.32 | 301.32 | 129.6 | 234.36 | 324 | 167.4 | 249.7608 | 225.5904 | 249.7608 | 241.704 | 149.8565 | 217.5336 | 224.7847 | 224.7847 | 96.6816 | 174.8326 | 241.704 | 124.8804 | 3246.48 | 2421.8741 | 0.12438
4475 | Heat pump | Evaporator Fan | HPU-0201 | Heat Pump | 1.0 | [5 empty] | 1.0 | 0.75 | 0.75 | 0.65475 | 0.746 |  | 0.45 | All Day | 24.0 | 334.8 | 302.4 | 334.8 | 324 | 200.88 | 291.6 | 301.32 | 301.32 | 129.6 | 234.36 | 324 | 167.4 | 249.7608 | 225.5904 | 249.7608 | 241.704 | 149.8565 | 217.5336 | 224.7847 | 224.7847 | 96.6816 | 174.8326 | 241.704 | 124.8804 | 3246.48 | 2421.8741 | 0.12438
4476 | Ventilation | AHU-401 EF 401 | EAX-401B | Uniform | 1.0 | [5 empty] | 1.0 | 0.75 | 0.75 | 0.65475 | 0.746 |  | 1 | AHU-401 | 9.142857142857140 | 283.4286 | 256 | 283.4286 | 274.2857 | 283.4286 | 274.2857 | 283.4286 | 283.4286 | 274.2857 | 283.4286 | 274.2857 | 283.4286 | 211.4377 | 190.976 | 211.4377 | 204.6171 | 211.4377 | 204.6171 | 211.4377 | 211.4377 | 204.6171 | 211.4377 | 204.6171 | 211.4377 | 3337.1429 | 2489.5086 | 0.049822
4477 | Ventilation | Supply Fan | AHU-18 | Uniform | 1.0 | [5 empty] | 1.0 | 0.75 | 0.75 | 0.65475 | 0.746 |  | 1 | AHU-18,21 | 7.142857142857140 | 221.4286 | 200 | 221.4286 | 214.2857 | 221.4286 | 214.2857 | 221.4286 | 221.4286 | 214.2857 | 221.4286 | 214.2857 | 221.4286 | 171.58 | 149.2 | 156.66 | 164.12 | 164.12 | 156.66 | 171.58 | 156.66 | 164.12 | 171.58 | 149.2 | 171.58 | 2607.1429 | 1947.06 | 0.2947
4478 | Ventilation | Supply Fan | AHU-21 | Uniform | 1.0 | [5 empty] | 1.0 | 0.75 | 0.75 | 0.65475 | 0.746 |  | 1 | AHU-18,21 | 7.142857142857140 | 221.4286 | 200 | 221.4286 | 214.2857 | 221.4286 | 214.2857 | 221.4286 | 221.4286 | 214.2857 | 221.4286 | 214.2857 | 221.4286 | 171.58 | 149.2 | 156.66 | 164.12 | 164.12 | 156.66 | 171.58 | 156.66 | 164.12 | 171.58 | 149.2 | 171.58 | 2607.1429 | 1947.06 | 0.2947
4479 | Ventilation | Supply Fan | RTU05 | Uniform | 1.0 | [5 empty] | 1.0 | 0.75 | 0.75 | 0.65475 | 0.746 |  | 1 |  | 7.142857142857140 | 221.4286 | 200 | 221.4286 | 214.2857 | 221.4286 | 214.2857 | 221.4286 | 221.4286 | 214.2857 | 221.4286 | 214.2857 | 221.4286 | 165.1857 | 149.2 | 165.1857 | 159.8571 | 165.1857 | 159.8571 | 165.1857 | 165.1857 | 159.8571 | 165.1857 | 159.8571 | 165.1857 | 2607.1429 | 1944.9286 | 0.6487
4480 | Pump | AHU CC Pump | A1CCP | Cooling 1 | 1.0 | [5 empty] | 1.0 | 0.75 | 0.75 | 0.65475 | 0.746 |  | 0.5 | F1 | 14.5 | 35.7173 | 33.0589 | 56.3648 | 90.9151 | 183.1655 | 190.5021 | 224.75 | 222.4338 | 192.3536 | 137.4084 | 61.6987 | 57.6777 | 26.6451 | 24.662 | 42.0481 | 67.8227 | 136.6415 | 142.1145 | 167.6635 | 165.9356 | 143.4958 | 102.5066 | 46.0273 | 43.0275 | 1486.0458 | 1108.5902 | 0.11856
4481 | Pump | AHU CC Pump | A2CCP | Cooling 1 | 1.0 | [5 empty] | 1.0 | 0.75 | 0.75 | 0.65475 | 0.746 |  | 0.5 | F2 | 14.5 | 35.7173 | 33.0589 | 56.3648 | 90.9151 | 183.1655 | 190.5021 | 224.75 | 222.4338 | 192.3536 | 137.4084 | 61.6987 | 57.6777 | 26.6451 | 24.662 | 42.0481 | 67.8227 | 136.6415 | 142.1145 | 167.6635 | 165.9356 | 143.4958 | 102.5066 | 46.0273 | 43.0275 | 1486.0458 | 1108.5902 | 0.11856
4482 | Ventilation | Suplemental Supply Fan | F-3 | Cooling 1 | 1.0 | [5 empty] | 1.0 | 0.75 | 0.75 | 0.65475 | 0.746 |  | 0.75 | All Day | 24.0 | 111.6 | 100.8 | 111.6 | 162 | 279 | 432 | 558 | 558 | 378 | 223.2 | 162 | 167.4 | 83.2536 | 75.1968 | 83.2536 | 120.852 | 208.134 | 322.272 | 416.268 | 416.268 | 281.988 | 166.5072 | 120.852 | 124.8804 | 3243.6 | 2419.7256 | 0.84975
4483 | Ventilation | Supply Fan | F-2 | Cooling 1 | 1.0 | [5 empty] | 1.0 | 0.75 | 0.75 | 0.65475 | 0.746 |  | 0.75 | All Day | 24.0 | 111.6 | 100.8 | 111.6 | 162 | 279 | 432 | 558 | 558 | 378 | 223.2 | 162 | 167.4 | 83.2536 | 75.1968 | 83.2536 | 120.852 | 208.134 | 322.272 | 416.268 | 416.268 | 281.988 | 166.5072 | 120.852 | 124.8804 | 3243.6 | 2419.7256 | 0.84975
4484 | Pump | AHU HC Pump | A9HCP | Heating 1 | 1.0 | [5 empty] | 1.0 | 0.75 | 0.75 | 0.65475 | 0.746 |  | 0.5 | F9 | 10.0 | 147.25 | 133 | 108.5 | 90 | 46.5 | 15 | 0 | 12.4 | 45 | 108.5 | 127.5 | 155 | 109.8485 | 99.218 | 80.941 | 67.14 | 34.689 | 11.19 | 0 | 9.2504 | 33.57 | 80.941 | 95.115 | 115.63 | 988.65 | 737.5329 | 0.078877
4485 | Ventilation | Exhaust Fan | EF-1 | Events | 1.0 | [5 empty] | 1.0 | 0.75 | 0.75 | 0.65475 | 0.746 |  | 1 | All Day | 24 | 595.2 | 604.8 | 558 | 720 | 446.4 | 432 | 446.4 | 520.8 | 432 | 446.4 | 576 | 595.2 | 444.0192 | 451.1808 | 416.268 | 537.12 | 333.0144 | 322.272 | 333.0144 | 388.5168 | 322.272 | 333.0144 | 429.696 | 444.0192 | 6373.2 | 4754.4072 | 1.7778
4486 | AC system | AC Condensor Fan | AC-1 | Cooling 1 | 1.0 | [5 empty] | 1.0 | 0.75 | 0.75 | 0.65475 | 0.746 |  | 0.3 | Occupied | 8.571428571428570 | 0 | 0 | 0 | 0 | 0 | 0 | 79.7143 | 79.7143 | 77.1429 | 0 | 0 | 0 | 0 | 0 | 0 | 0 | 0 | 0 | 59.4669 | 59.4669 | 57.5486 | 0 | 0 | 0 | 236.5714 | 176.4823 | 0.051162
4487 | AC system | AC Condensor Fan | AC-2 | Cooling 1 | 1.0 | [5 empty] | 1.0 | 0.75 | 0.75 | 0.65475 | 0.746 |  | 0.3 | Occupied | 8.571428571428570 | 0 | 0 | 0 | 0 | 0 | 0 | 79.7143 | 79.7143 | 77.1429 | 0 | 0 | 0 | 0 | 0 | 0 | 0 | 0 | 0 | 59.4669 | 59.4669 | 57.5486 | 0 | 0 | 0 | 236.5714 | 176.4823 | 0.051162
4488 | AC system | AC Condensor Fan | AC-3 | Cooling 1 | 1.0 | [5 empty] | 1.0 | 0.75 | 0.75 | 0.65475 | 0.746 |  | 0.3 | Occupied | 8.571428571428570 | 0 | 0 | 0 | 0 | 0 | 0 | 79.7143 | 79.7143 | 77.1429 | 0 | 0 | 0 | 0 | 0 | 0 | 0 | 0 | 0 | 59.4669 | 59.4669 | 57.5486 | 0 | 0 | 0 | 236.5714 | 176.4823 | 0.051162
4489 | AC system | AC Condensor Fan | AC-4 | Cooling 1 | 1.0 | [5 empty] | 1.0 | 0.75 | 0.75 | 0.65475 | 0.746 |  | 0.3 | Occupied | 8.571428571428570 | 0 | 0 | 0 | 0 | 0 | 0 | 79.7143 | 79.7143 | 77.1429 | 0 | 0 | 0 | 0 | 0 | 0 | 0 | 0 | 0 | 59.4669 | 59.4669 | 57.5486 | 0 | 0 | 0 | 236.5714 | 176.4823 | 0.051162
4490 | Pump | Pump | P2 | Heating 1 | 1.0 | [5 empty] | 1.0 | 0.75 | 0.75 | 0.65475 | 0.746 |  | 1 | Heating | 9.242857142857140 | 286.5286 | 194.1 | 175.4311 | 166.3714 | 85.9586 | 55.4571 | 28.6529 | 28.6529 | 27.7286 | 101.3661 | 135.7261 | 286.5286 | 213.7503 | 144.7986 | 130.8716 | 124.1131 | 64.1251 | 41.371 | 21.375 | 21.375 | 20.6855 | 75.6191 | 101.2516 | 213.7503 | 1572.5019 | 1173.0864 | 0.14034
4491 | Pump | Pump | P3 | Heating 1 | 1.0 | [5 empty] | 1.0 | 0.75 | 0.75 | 0.65475 | 0.746 |  | 1 | Heating | 9.242857142857140 | 286.5286 | 194.1 | 175.4311 | 166.3714 | 85.9586 | 55.4571 | 28.6529 | 28.6529 | 27.7286 | 101.3661 | 135.7261 | 286.5286 | 213.7503 | 144.7986 | 130.8716 | 124.1131 | 64.1251 | 41.371 | 21.375 | 21.375 | 20.6855 | 75.6191 | 101.2516 | 213.7503 | 1572.5019 | 1173.0864 | 0.14034
4492 | Pump | Pump | P4 | Heating 1 | 1.0 | [5 empty] | 1.0 | 0.75 | 0.75 | 0.65475 | 0.746 |  | 1 | Heating | 9.242857142857140 | 286.5286 | 194.1 | 175.4311 | 166.3714 | 85.9586 | 55.4571 | 28.6529 | 28.6529 | 27.7286 | 101.3661 | 135.7261 | 286.5286 | 213.7503 | 144.7986 | 130.8716 | 124.1131 | 64.1251 | 41.371 | 21.375 | 21.375 | 20.6855 | 75.6191 | 101.2516 | 213.7503 | 1572.5019 | 1173.0864 | 0.14034
4493 | Pump | Pump | P5 | Heating 1 | 1.0 | [5 empty] | 1.0 | 0.75 | 0.75 | 0.65475 | 0.746 |  | 1 | Heating | 9.242857142857140 | 286.5286 | 194.1 | 175.4311 | 166.3714 | 85.9586 | 55.4571 | 28.6529 | 28.6529 | 27.7286 | 101.3661 | 135.7261 | 286.5286 | 213.7503 | 144.7986 | 130.8716 | 124.1131 | 64.1251 | 41.371 | 21.375 | 21.375 | 20.6855 | 75.6191 | 101.2516 | 213.7503 | 1572.5019 | 1173.0864 | 0.14034
4494 | Pump | Pump | P2 | Heating 1 | 1.0 | [5 empty] | 1.0 | 0.75 | 0.75 | 0.65475 | 0.746 |  | 1 | Heating | 9.242857142857140 | 286.5286 | 194.1 | 175.4311 | 166.3714 | 85.9586 | 55.4571 | 28.6529 | 28.6529 | 27.7286 | 101.3661 | 135.7261 | 286.5286 | 213.7503 | 144.7986 | 130.8716 | 124.1131 | 64.1251 | 41.371 | 21.375 | 21.375 | 20.6855 | 75.6191 | 101.2516 | 213.7503 | 1572.5019 | 1173.0864 | 0.14034
4495 | Pump | Pump | P3 | Heating 1 | 1.0 | [5 empty] | 1.0 | 0.75 | 0.75 | 0.65475 | 0.746 |  | 1 | Heating | 9.242857142857140 | 286.5286 | 194.1 | 175.4311 | 166.3714 | 85.9586 | 55.4571 | 28.6529 | 28.6529 | 27.7286 | 101.3661 | 135.7261 | 286.5286 | 213.7503 | 144.7986 | 130.8716 | 124.1131 | 64.1251 | 41.371 | 21.375 | 21.375 | 20.6855 | 75.6191 | 101.2516 | 213.7503 | 1572.5019 | 1173.0864 | 0.14034
4496 | Pump | Pump | P4 | Heating 1 | 1.0 | [5 empty] | 1.0 | 0.75 | 0.75 | 0.65475 | 0.746 |  | 1 | Heating | 9.242857142857140 | 286.5286 | 194.1 | 175.4311 | 166.3714 | 85.9586 | 55.4571 | 28.6529 | 28.6529 | 27.7286 | 101.3661 | 135.7261 | 286.5286 | 213.7503 | 144.7986 | 130.8716 | 124.1131 | 64.1251 | 41.371 | 21.375 | 21.375 | 20.6855 | 75.6191 | 101.2516 | 213.7503 | 1572.5019 | 1173.0864 | 0.14034
4497 | Pump | Pump | P5 | Heating 1 | 1.0 | [5 empty] | 1.0 | 0.75 | 0.75 | 0.65475 | 0.746 |  | 1 | Heating | 9.242857142857140 | 286.5286 | 194.1 | 175.4311 | 166.3714 | 85.9586 | 55.4571 | 28.6529 | 28.6529 | 27.7286 | 101.3661 | 135.7261 | 286.5286 | 213.7503 | 144.7986 | 130.8716 | 124.1131 | 64.1251 | 41.371 | 21.375 | 21.375 | 20.6855 | 75.6191 | 101.2516 | 213.7503 | 1572.5019 | 1173.0864 | 0.14034
4498 | Ventilation | Exhaust Fan | EF-14 | Uniform | 1.0 | [5 empty] | 1.0 | 0.75 | 0.75 | 0.65475 | 0.746 |  | 1 | K | 9.285714285714290 | 287.8571 | 260 | 287.8571 | 278.5714 | 287.8571 | 278.5714 | 287.8571 | 287.8571 | 278.5714 | 287.8571 | 278.5714 | 287.8571 | 214.7414 | 193.96 | 214.7414 | 207.8143 | 214.7414 | 207.8143 | 214.7414 | 214.7414 | 207.8143 | 214.7414 | 207.8143 | 214.7414 | 3389.2857 | 2528.4071 | 0.17669
4499 | Pump | AHU CC Pump | A5CCP | Cooling 1 | 1.0 | [5 empty] | 1.0 | 0.75 | 0.75 | 0.65475 | 0.746 |  | 0.5 | F5 | 12.75 | 31.4066 | 29.0691 | 49.5622 | 79.9426 | 161.0593 | 167.5104 | 197.625 | 195.5883 | 169.1385 | 120.8246 | 54.2523 | 50.7166 | 23.4293 | 21.6855 | 36.9734 | 59.6372 | 120.1503 | 124.9628 | 147.4282 | 145.9089 | 126.1773 | 90.1351 | 40.4722 | 37.8346 | 1306.6954 | 974.7948 | 0.10425
4500 | Pump | AHU CC Pump | A6CCP | Cooling 1 | 1.0 | [5 empty] | 1.0 | 0.75 | 0.75 | 0.65475 | 0.746 |  | 0.5 | F6 | 12.75 | 31.4066 | 29.0691 | 49.5622 | 79.9426 | 161.0593 | 167.5104 | 197.625 | 195.5883 | 169.1385 | 120.8246 | 54.2523 | 50.7166 | 23.4293 | 21.6855 | 36.9734 | 59.6372 | 120.1503 | 124.9628 | 147.4282 | 145.9089 | 126.1773 | 90.1351 | 40.4722 | 37.8346 | 1306.6954 | 974.7948 | 0.10425
4501 | Pump | AHU CC Pump | A9CCP | Cooling 1 | 1.0 | [5 empty] | 1.0 | 0.75 | 0.75 | 0.65475 | 0.746 |  | 0.5 | F9 | 10.0 | 24.6326 | 22.7993 | 38.8723 | 62.7001 | 126.321 | 131.3807 | 155 | 153.4026 | 132.6576 | 94.7644 | 42.5509 | 39.7777 | 18.3759 | 17.0082 | 28.9987 | 46.7743 | 94.2355 | 98.01 | 115.63 | 114.4383 | 98.9626 | 70.6942 | 31.7429 | 29.6742 | 1024.8592 | 764.5449 | 0.081766
4502 | Pump | Heating Water Pump |  | Heating 1 | 1.0 | [5 empty] | 1.0 | 0.75 | 0.75 | 0.65475 | 0.746 |  | 0.5 | Occupied | 18.607142857142900 | 288.4107 | 221.425 | 213.4239 | 131.1804 | 86.5232 | 41.8661 | 8.6523 | 0 | 33.4929 | 109.5961 | 223.2857 | 288.4107 | 215.1544 | 165.1831 | 159.2143 | 97.8605 | 64.5463 | 31.2321 | 6.4546 | 0 | 24.9857 | 81.7587 | 166.5711 | 215.1544 | 1646.267 | 1228.1152 | 1.4233
4503 | Pump | Heating Water Pump |  | Heating 1 | 1.0 | [5 empty] | 1.0 | 0.75 | 0.75 | 0.65475 | 0.746 |  | 0.5 | Occupied | 18.607142857142900 | 288.4107 | 221.425 | 213.4239 | 131.1804 | 86.5232 | 41.8661 | 8.6523 | 0 | 33.4929 | 109.5961 | 223.2857 | 288.4107 | 215.1544 | 165.1831 | 159.2143 | 97.8605 | 64.5463 | 31.2321 | 6.4546 | 0 | 24.9857 | 81.7587 | 166.5711 | 215.1544 | 1646.267 | 1228.1152 | 1.4233
4504 | Pump | Heating Water Pump |  | Heating 1 | 1.0 | [5 empty] | 1.0 | 0.75 | 0.75 | 0.65475 | 0.746 |  | 0.5 | Occupied | 18.607142857142900 | 288.4107 | 221.425 | 213.4239 | 131.1804 | 86.5232 | 41.8661 | 8.6523 | 0 | 33.4929 | 109.5961 | 223.2857 | 288.4107 | 215.1544 | 165.1831 | 159.2143 | 97.8605 | 64.5463 | 31.2321 | 6.4546 | 0 | 24.9857 | 81.7587 | 166.5711 | 215.1544 | 1646.267 | 1228.1152 | 1.4233
4505 | Pump | Heating Water Pump |  | Heating 1 | 1.0 | [5 empty] | 1.0 | 0.75 | 0.75 | 0.65475 | 0.746 |  | 0.5 | Occupied | 18.607142857142900 | 288.4107 | 221.425 | 213.4239 | 131.1804 | 86.5232 | 41.8661 | 8.6523 | 0 | 33.4929 | 109.5961 | 223.2857 | 288.4107 | 215.1544 | 165.1831 | 159.2143 | 97.8605 | 64.5463 | 31.2321 | 6.4546 | 0 | 24.9857 | 81.7587 | 166.5711 | 215.1544 | 1646.267 | 1228.1152 | 1.4233
4506 | Pump | Heating Water Pump |  | Heating 1 | 1.0 | [5 empty] | 1.0 | 0.75 | 0.75 | 0.65475 | 0.746 |  | 0.5 | Occupied | 18.607142857142900 | 288.4107 | 221.425 | 213.4239 | 131.1804 | 86.5232 | 41.8661 | 8.6523 | 0 | 33.4929 | 109.5961 | 223.2857 | 288.4107 | 215.1544 | 165.1831 | 159.2143 | 97.8605 | 64.5463 | 31.2321 | 6.4546 | 0 | 24.9857 | 81.7587 | 166.5711 | 215.1544 | 1646.267 | 1228.1152 | 1.4233
4507 | Pump | Heating Water Pump |  | Heating 1 | 1.0 | [5 empty] | 1.0 | 0.75 | 0.75 | 0.65475 | 0.746 |  | 0.5 | Occupied | 18.607142857142900 | 288.4107 | 221.425 | 213.4239 | 131.1804 | 86.5232 | 41.8661 | 8.6523 | 0 | 33.4929 | 109.5961 | 223.2857 | 288.4107 | 215.1544 | 165.1831 | 159.2143 | 97.8605 | 64.5463 | 31.2321 | 6.4546 | 0 | 24.9857 | 81.7587 | 166.5711 | 215.1544 | 1646.267 | 1228.1152 | 1.4233
4508 | Pump | Heating Water Pump |  | Heating 1 | 1.0 | [5 empty] | 1.0 | 0.75 | 0.75 | 0.65475 | 0.746 |  | 0.5 | Occupied | 18.607142857142900 | 288.4107 | 221.425 | 213.4239 | 131.1804 | 86.5232 | 41.8661 | 8.6523 | 0 | 33.4929 | 109.5961 | 223.2857 | 288.4107 | 215.1544 | 165.1831 | 159.2143 | 97.8605 | 64.5463 | 31.2321 | 6.4546 | 0 | 24.9857 | 81.7587 | 166.5711 | 215.1544 | 1646.267 | 1228.1152 | 1.4233
4509 | Pump | Heating Water Pump |  | Heating 1 | 1.0 | [5 empty] | 1.0 | 0.75 | 0.75 | 0.65475 | 0.746 |  | 0.5 | Occupied | 18.607142857142900 | 288.4107 | 221.425 | 213.4239 | 131.1804 | 86.5232 | 41.8661 | 8.6523 | 0 | 33.4929 | 109.5961 | 223.2857 | 288.4107 | 215.1544 | 165.1831 | 159.2143 | 97.8605 | 64.5463 | 31.2321 | 6.4546 | 0 | 24.9857 | 81.7587 | 166.5711 | 215.1544 | 1646.267 | 1228.1152 | 1.4233
4510 | Pump | AHU HC Pump | A1HCP | Heating 1 | 1.0 | [5 empty] | 1.0 | 0.75 | 0.75 | 0.65475 | 0.746 |  | 0.5 | F1 | 14.5 | 213.5125 | 192.85 | 157.325 | 130.5 | 67.425 | 21.75 | 0 | 17.98 | 65.25 | 157.325 | 184.875 | 224.75 | 159.2803 | 143.8661 | 117.3645 | 97.353 | 50.2991 | 16.2255 | 0 | 13.4131 | 48.6765 | 117.3645 | 137.9168 | 167.6635 | 1433.5425 | 1069.4227 | 0.11437
4511 | Pump | AHU HC Pump | A2HCP | Heating 1 | 1.0 | [5 empty] | 1.0 | 0.75 | 0.75 | 0.65475 | 0.746 |  | 0.5 | F2 | 14.5 | 213.5125 | 192.85 | 157.325 | 130.5 | 67.425 | 21.75 | 0 | 17.98 | 65.25 | 157.325 | 184.875 | 224.75 | 159.2803 | 143.8661 | 117.3645 | 97.353 | 50.2991 | 16.2255 | 0 | 13.4131 | 48.6765 | 117.3645 | 137.9168 | 167.6635 | 1433.5425 | 1069.4227 | 0.11437
4512 | Pump | AHU HC Pump | A1HCP | Heating 1 | 1.0 | [5 empty] | 1.0 | 0.75 | 0.75 | 0.65475 | 0.746 |  | 0.5 | All Day | 24.0 | 353.4 | 319.2 | 260.4 | 216 | 111.6 | 36 | 37.2 | 29.76 | 108 | 260.4 | 306 | 372 | 263.6364 | 238.1232 | 194.2584 | 161.136 | 83.2536 | 26.856 | 27.7512 | 22.201 | 80.568 | 194.2584 | 228.276 | 277.512 | 2409.96 | 1797.8302 | 0.17468
4513 | Pump | AHU HC Pump | A5HCP | Heating 1 | 1.0 | [5 empty] | 1.0 | 0.75 | 0.75 | 0.65475 | 0.746 |  | 0.5 | All Day | 24.0 | 353.4 | 319.2 | 260.4 | 216 | 111.6 | 36 | 37.2 | 29.76 | 108 | 260.4 | 306 | 372 | 263.6364 | 238.1232 | 194.2584 | 161.136 | 83.2536 | 26.856 | 27.7512 | 22.201 | 80.568 | 194.2584 | 228.276 | 277.512 | 2409.96 | 1797.8302 | 0.17468
4514 | Pump | AHU HC Pump | A6HCP | Heating 1 | 1.0 | [5 empty] | 1.0 | 0.75 | 0.75 | 0.65475 | 0.746 |  | 0.5 | All Day | 24.0 | 353.4 | 319.2 | 260.4 | 216 | 111.6 | 36 | 37.2 | 29.76 | 108 | 260.4 | 306 | 372 | 263.6364 | 238.1232 | 194.2584 | 161.136 | 83.2536 | 26.856 | 27.7512 | 22.201 | 80.568 | 194.2584 | 228.276 | 277.512 | 2409.96 | 1797.8302 | 0.17468
4515 | Pump | AHU HC Pump | A7HCP | Heating 1 | 1.0 | [5 empty] | 1.0 | 0.75 | 0.75 | 0.65475 | 0.746 |  | 0.5 | All Day | 24.0 | 353.4 | 319.2 | 260.4 | 216 | 111.6 | 36 | 37.2 | 29.76 | 108 | 260.4 | 306 | 372 | 263.6364 | 238.1232 | 194.2584 | 161.136 | 83.2536 | 26.856 | 27.7512 | 22.201 | 80.568 | 194.2584 | 228.276 | 277.512 | 2409.96 | 1797.8302 | 0.17468
4516 | Pump | AHU HC Pump | A8HCP | Heating 1 | 1.0 | [5 empty] | 1.0 | 0.75 | 0.75 | 0.65475 | 0.746 |  | 0.5 | All Day | 24.0 | 353.4 | 319.2 | 260.4 | 216 | 111.6 | 36 | 37.2 | 29.76 | 108 | 260.4 | 306 | 372 | 263.6364 | 238.1232 | 194.2584 | 161.136 | 83.2536 | 26.856 | 27.7512 | 22.201 | 80.568 | 194.2584 | 228.276 | 277.512 | 2409.96 | 1797.8302 | 0.17468
4517 | Pump | Staircase Radiant Slab Loop | P-4A | Pumps 16°C | 1.0 | [5 empty] | 1.0 | 0.75 | 0.75 | 0.65475 | 0.746 |  | 0.5 | 24h 7d | 24.0 | 332.6161 | 257.5989 | 241.9314 | 162.0803 | 73.1647 | 44.4004 | 7.4138 | 0.69465 | 31.1696 | 141.8106 | 199.0644 | 372 | 248.1316 | 192.1688 | 180.4808 | 120.9119 | 54.5809 | 33.1227 | 5.5307 | 0.51821 | 23.2525 | 105.7907 | 148.502 | 277.512 | 1863.9449 | 1390.5029 | 0.16496
4518 | Pump | Staircase Radiant Slab Loop | P-4B | Pumps 16°C | 1.0 | [5 empty] | 1.0 | 0.75 | 0.75 | 0.65475 | 0.746 |  | 0.5 | 24h 7d | 24.0 | 332.6161 | 257.5989 | 241.9314 | 162.0803 | 73.1647 | 44.4004 | 7.4138 | 0.69465 | 31.1696 | 141.8106 | 199.0644 | 372 | 248.1316 | 192.1688 | 180.4808 | 120.9119 | 54.5809 | 33.1227 | 5.5307 | 0.51821 | 23.2525 | 105.7907 | 148.502 | 277.512 | 1863.9449 | 1390.5029 | 0.16496
4519 | AC system | Compressor Fan | RTU-1 | Cooling 1 | 1.0 | [5 empty] | 1.0 | 0.75 | 0.75 | 0.65475 | 0.746 |  | 0.35 | All Day | 24.0 | 0 | 0 | 0 | 0 | 156.24 | 252 | 260.4 | 260.4 | 126 | 0 | 0 | 0 | 0 | 0 | 0 | 0 | 116.555 | 187.992 | 194.2584 | 194.2584 | 93.996 | 0 | 0 | 0 | 1055.04 | 787.0598 | 0.098788
4520 | AC system | Compressor Fan | RTU-2 | Cooling 1 | 1.0 | [5 empty] | 1.0 | 0.75 | 0.75 | 0.65475 | 0.746 |  | 0.35 | All Day | 24.0 | 0 | 0 | 0 | 0 | 156.24 | 252 | 260.4 | 260.4 | 126 | 0 | 0 | 0 | 0 | 0 | 0 | 0 | 116.555 | 187.992 | 194.2584 | 194.2584 | 93.996 | 0 | 0 | 0 | 1055.04 | 787.0598 | 0.098788
4521 | AC system | Compressor Fan | RTU-3 | Cooling 1 | 1.0 | [5 empty] | 1.0 | 0.75 | 0.75 | 0.65475 | 0.746 |  | 0.35 | All Day | 24.0 | 0 | 0 | 0 | 0 | 156.24 | 252 | 260.4 | 260.4 | 126 | 0 | 0 | 0 | 0 | 0 | 0 | 0 | 116.555 | 187.992 | 194.2584 | 194.2584 | 93.996 | 0 | 0 | 0 | 1055.04 | 787.0598 | 0.098788
4522 | Ventilation | Supply Fan | FNS001-VTC | Cooling 1 | 1.0 | [5 empty] | 1.0 | 0.75 | 0.75 | 0.65475 | 0.746 |  | 1 | Bay Hours | 16.0 | 0 | 0 | 4.96 | 24 | 49.6 | 96 | 248 | 248 | 144 | 4.96 | 0 | 0 | 0 | 0 | 3.7002 | 17.904 | 37.0016 | 71.616 | 185.008 | 185.008 | 107.424 | 3.7002 | 0 | 0 | 819.52 | 611.3619 | 0.034213
4523 | Ventilation | Truck Bay Exhaust | EF5 | Uniform | 1.0 | [5 empty] | 1.0 | 0.75 | 0.75 | 0.65475 | 0.746 |  | 0.33 | Office Hours | 10.428571428571400 | 106.6843 | 96.36 | 106.6843 | 103.2429 | 106.6843 | 103.2429 | 106.6843 | 106.6843 | 103.2429 | 106.6843 | 103.2429 | 106.6843 | 79.5865 | 71.8846 | 79.5865 | 77.0192 | 79.5865 | 77.0192 | 79.5865 | 79.5865 | 77.0192 | 79.5865 | 77.0192 | 79.5865 | 1256.1214 | 937.0666 | 1.0006
4524 | Pump | AHU HW Pump |  | Heating 1 | 1.0 | [5 empty] | 1.0 | 0.75 | 0.75 | 0.65475 | 0.746 |  | 1 | AHU-1 | 17.057142857142900 | 528.7714 | 477.6 | 423.0171 | 409.3714 | 317.2629 | 0 | 0 | 0 | 153.5143 | 306.6874 | 511.7143 | 528.7714 | 394.4635 | 356.2896 | 315.5708 | 305.3911 | 236.6781 | 0 | 0 | 0 | 114.5217 | 228.7888 | 381.7389 | 394.4635 | 3656.7103 | 2727.9059 | 0.30585
4525 | Ventilation | Supply Fan | RTU-4 | Motion | 1.0 | [5 empty] | 1.0 | 0.75 | 0.75 | 0.65475 | 0.746 |  | 1 | Occupied | 12 | 372 | 336 | 186 | 324 | 372 | 360 | 334.8 | 260.4 | 180 | 111.6 | 72 | 260.4 | 277.512 | 250.656 | 138.756 | 241.704 | 277.512 | 268.56 | 249.7608 | 194.2584 | 134.28 | 83.2536 | 53.712 | 194.2584 | 3169.2 | 2364.2232 | 0.88405
4526 | Miscellaneous electricity | Compressor |  | Uniform | 1.0 | [5 empty] | 1.0 | 0.75 | 0.75 | 0.65475 | 0.746 |  | 0.01 | All Day | 24.0 | 7.44 | 6.72 | 7.44 | 7.2 | 7.44 | 7.2 | 7.44 | 7.44 | 7.2 | 7.44 | 7.2 | 7.44 | 5.5502 | 5.0131 | 5.5502 | 5.3712 | 5.5502 | 5.3712 | 5.5502 | 5.5502 | 5.3712 | 5.5502 | 5.3712 | 5.5502 | 87.6 | 65.3496 | 0.0078178
4527 | Ventilation | Fan | SPF-1 | Uniform | 1.0 | [5 empty] | 1.0 | 0.75 | 0.75 | 0.65475 | 0.746 |  | 0.01 | All Day | 24.0 | 7.44 | 6.72 | 7.44 | 7.2 | 7.44 | 7.2 | 7.44 | 7.44 | 7.2 | 7.44 | 7.2 | 7.44 | 5.5502 | 5.0131 | 5.5502 | 5.3712 | 5.5502 | 5.3712 | 5.5502 | 5.5502 | 5.3712 | 5.5502 | 5.3712 | 5.5502 | 87.6 | 65.3496 | 0.0012372
4528 | Ventilation | Fan | SPF-2 | Uniform | 1.0 | [5 empty] | 1.0 | 0.75 | 0.75 | 0.65475 | 0.746 |  | 0.01 | All Day | 24.0 | 7.44 | 6.72 | 7.44 | 7.2 | 7.44 | 7.2 | 7.44 | 7.44 | 7.2 | 7.44 | 7.2 | 7.44 | 5.5502 | 5.0131 | 5.5502 | 5.3712 | 5.5502 | 5.3712 | 5.5502 | 5.5502 | 5.3712 | 5.5502 | 5.3712 | 5.5502 | 87.6 | 65.3496 | 0.0012372
4529 | Ventilation | Fan | SPF-3 | Uniform | 1.0 | [5 empty] | 1.0 | 0.75 | 0.75 | 0.65475 | 0.746 |  | 0.01 | All Day | 24.0 | 7.44 | 6.72 | 7.44 | 7.2 | 7.44 | 7.2 | 7.44 | 7.44 | 7.2 | 7.44 | 7.2 | 7.44 | 5.5502 | 5.0131 | 5.5502 | 5.3712 | 5.5502 | 5.3712 | 5.5502 | 5.5502 | 5.3712 | 5.5502 | 5.3712 | 5.5502 | 87.6 | 65.3496 | 0.0012372
4530 | Miscellaneous electricity | Compressor |  | Uniform | 1.0 | [5 empty] | 1.0 | 0.75 | 0.75 | 0.65475 | 0.746 |  | 0.01 | All Day | 24.0 | 7.44 | 6.72 | 7.44 | 7.2 | 7.44 | 7.2 | 7.44 | 7.44 | 7.2 | 7.44 | 7.2 | 7.44 | 5.5502 | 5.0131 | 5.5502 | 5.3712 | 5.5502 | 5.3712 | 5.5502 | 5.5502 | 5.3712 | 5.5502 | 5.3712 | 5.5502 | 87.6 | 65.3496 | 0.0078178
4531 | Pump | Jockey Pump |  | Fish Season | 1.0 | [5 empty] | 1.0 | 0.75 | 0.75 | 0.65475 | 0.746 |  | 0.3 |  | 24.0 | 223.2 | 201.6 | 223.2 | 216 | 111.6 | 21.6 | 0 | 0 | 0 | 223.2 | 216 | 223.2 | 166.5072 | 150.3936 | 166.5072 | 161.136 | 83.2536 | 16.1136 | 0 | 0 | 0 | 166.5072 | 161.136 | 166.5072 | 1659.6 | 1238.0616 | 0.17196
4532 | Pump | Pump | CP-6 | Heating 1 | 1.0 | [5 empty] | 1.0 | 0.75 | 0.75 | 0.65475 | 0.746 |  | 0.5 | Radiation | 12.0 | 186 | 168 | 186 | 162 | 148.8 | 4.5 | 0 | 0 | 36 | 148.8 | 180 | 186 | 138.756 | 125.328 | 138.756 | 120.852 | 111.0048 | 3.357 | 0 | 0 | 26.856 | 111.0048 | 134.28 | 138.756 | 1406.1 | 1048.9506 | 0.034368
4533 | Pump | Pump | CP-7 | Heating 1 | 1.0 | [5 empty] | 1.0 | 0.75 | 0.75 | 0.65475 | 0.746 |  | 0.5 | Radiation | 12.0 | 186 | 168 | 186 | 162 | 148.8 | 4.5 | 0 | 0 | 36 | 148.8 | 180 | 186 | 138.756 | 125.328 | 138.756 | 120.852 | 111.0048 | 3.357 | 0 | 0 | 26.856 | 111.0048 | 134.28 | 138.756 | 1406.1 | 1048.9506 | 0.034368
4534 | Ventilation | Return Fan | AHU-R03 | Uniform | 1.0 | [5 empty] | 1.0 | 0.75 | 0.75 | 0.65475 | 0.746 | 0.8 | 1 | Comp.Bldg AHU-3 | 10.178571428571400 | 315.5357 | 285 | 315.5357 | 305.3571 | 315.5357 | 305.3571 | 315.5357 | 315.5357 | 305.3571 | 315.5357 | 305.3571 | 315.5357 | 150.6494 | 136.0704 | 150.6494 | 145.7897 | 150.6494 | 145.7897 | 150.6494 | 150.6494 | 145.7897 | 150.6494 | 145.7897 | 150.6494 | 3715.1786 | 1773.7749 | 0.01234
4535 | Ventilation | Exhaust Fan | EF-2 | Uniform | 1.0 | [5 empty] | 1.0 | 0.75 | 0.75 | 0.65475 | 0.746 |  | 1 | Exhaust Fan | 8.428571428571430 | 261.2857 | 236 | 261.2857 | 252.8571 | 261.2857 | 252.8571 | 261.2857 | 261.2857 | 252.8571 | 261.2857 | 252.8571 | 261.2857 | 194.9191 | 176.056 | 194.9191 | 188.6314 | 194.9191 | 188.6314 | 194.9191 | 194.9191 | 188.6314 | 194.9191 | 188.6314 | 194.9191 | 3076.4286 | 2295.0157 | 0.043449
4536 | Ventilation | Exhaust Fan |  | Uniform | 1.0 | [5 empty] | 1.0 | 0.75 | 0.75 | 0.65475 | 0.746 |  | 1 | Floor Fans | 8.928571428571430 | 276.7857 | 250 | 276.7857 | 267.8571 | 276.7857 | 267.8571 | 276.7857 | 276.7857 | 267.8571 | 276.7857 | 267.8571 | 276.7857 | 206.4821 | 186.5 | 206.4821 | 199.8214 | 206.4821 | 199.8214 | 206.4821 | 206.4821 | 199.8214 | 206.4821 | 199.8214 | 206.4821 | 3258.9286 | 2431.1607 | 0.52372
4537 | Ventilation | Exhaust Fan |  | Uniform | 1.0 | [5 empty] | 1.0 | 0.75 | 0.75 | 0.65475 | 0.746 |  | 1 | Floor Fans | 8.928571428571430 | 276.7857 | 250 | 276.7857 | 267.8571 | 276.7857 | 267.8571 | 276.7857 | 276.7857 | 267.8571 | 276.7857 | 267.8571 | 276.7857 | 206.4821 | 186.5 | 206.4821 | 199.8214 | 206.4821 | 199.8214 | 206.4821 | 206.4821 | 199.8214 | 206.4821 | 199.8214 | 206.4821 | 3258.9286 | 2431.1607 | 0.52743
4538 | Ventilation | Exhaust Fan |  | Uniform | 1.0 | [5 empty] | 1.0 | 0.75 | 0.75 | 0.65475 | 0.746 |  | 1 | Floor Fans | 8.928571428571430 | 276.7857 | 250 | 276.7857 | 267.8571 | 276.7857 | 267.8571 | 276.7857 | 276.7857 | 267.8571 | 276.7857 | 267.8571 | 276.7857 | 206.4821 | 186.5 | 206.4821 | 199.8214 | 206.4821 | 199.8214 | 206.4821 | 206.4821 | 199.8214 | 206.4821 | 199.8214 | 206.4821 | 3258.9286 | 2431.1607 | 0.52372
4539 | Ventilation | Exhaust Fan |  | Uniform | 1.0 | [5 empty] | 1.0 | 0.75 | 0.75 | 0.65475 | 0.746 |  | 1 | Floor Fans | 8.928571428571430 | 276.7857 | 250 | 276.7857 | 267.8571 | 276.7857 | 267.8571 | 276.7857 | 276.7857 | 267.8571 | 276.7857 | 267.8571 | 276.7857 | 206.4821 | 186.5 | 206.4821 | 199.8214 | 206.4821 | 199.8214 | 206.4821 | 206.4821 | 199.8214 | 206.4821 | 199.8214 | 206.4821 | 3258.9286 | 2431.1607 | 0.52743
4540 | Ventilation | Supply fan | AHU-3 | Uniform | 1.0 | [5 empty] | 1.0 | 0.75 | 0.75 | 0.65475 | 0.746 |  | 0.5 | Occupied | 10.428571428571400 | 161.6429 | 146 | 161.6429 | 156.4286 | 161.6429 | 156.4286 | 161.6429 | 161.6429 | 156.4286 | 161.6429 | 156.4286 | 161.6429 | 120.5856 | 108.916 | 120.5856 | 116.6957 | 120.5856 | 116.6957 | 120.5856 | 120.5856 | 116.6957 | 120.5856 | 116.6957 | 120.5856 | 1903.2143 | 1419.7979 | 2.938
4541 | Pump | AHU HW Pump |  | Heating 1 | 1.0 | [5 empty] | 1.0 | 0.75 | 0.75 | 0.65475 | 0.746 |  | 1 | AHU-4 | 15.285714285714300 | 473.8571 | 428 | 379.0857 | 366.8571 | 284.3143 | 0 | 0 | 0 | 137.5714 | 274.8371 | 458.5714 | 473.8571 | 353.4974 | 319.288 | 282.7979 | 273.6754 | 212.0985 | 0 | 0 | 0 | 102.6283 | 205.0285 | 342.0943 | 353.4974 | 3276.9514 | 2444.6058 | 0.27408
4542 | Pump | Heating Water Pump |  | Heating 1 | 1.0 | [5 empty] | 1.0 | 0.75 | 0.75 | 0.65475 | 0.746 |  | 0.5 | Occupied | 11.857142857142900 | 183.7857 | 166 | 161.7314 | 115.6071 | 73.5143 | 35.5714 | 9.1893 | 0 | 30.2357 | 97.4064 | 161.85 | 183.7857 | 137.1041 | 123.836 | 120.6516 | 86.2429 | 54.8417 | 26.5363 | 6.8552 | 0 | 22.5558 | 72.6652 | 120.7401 | 137.1041 | 1218.6771 | 909.1331 | 1.6197
4543 | Pump | Heating Water Pump |  | Heating 1 | 1.0 | [5 empty] | 1.0 | 0.75 | 0.75 | 0.65475 | 0.746 |  | 0.5 | Occupied | 11.857142857142900 | 183.7857 | 166 | 161.7314 | 115.6071 | 73.5143 | 35.5714 | 9.1893 | 0 | 30.2357 | 97.4064 | 161.85 | 183.7857 | 137.1041 | 123.836 | 120.6516 | 86.2429 | 54.8417 | 26.5363 | 6.8552 | 0 | 22.5558 | 72.6652 | 120.7401 | 137.1041 | 1218.6771 | 909.1331 | 1.6197
4544 | Ventilation | Exhaust Fan | EF-17 | Uniform | 1.0 | [5 empty] | 1.0 | 0.75 | 0.75 | 0.65475 | 0.746 |  | 1 | B | 8.571428571428570 | 265.7143 | 240 | 265.7143 | 257.1429 | 265.7143 | 257.1429 | 265.7143 | 265.7143 | 257.1429 | 265.7143 | 257.1429 | 265.7143 | 198.2229 | 179.04 | 198.2229 | 191.8286 | 198.2229 | 191.8286 | 198.2229 | 198.2229 | 191.8286 | 198.2229 | 191.8286 | 198.2229 | 3128.5714 | 2333.9143 | 0.1631
4545 | Ventilation | Multi-Purp Room AHU | AHU-3 | School Year | 1.0 | [5 empty] | 1.0 | 0.75 | 0.75 | 0.65475 | 0.746 |  | 1 | AHU-1 (from Audit) | 7.857142857142860 | 219.2143 | 220 | 194.8571 | 212.1429 | 170.5 | 212.1429 | 109.6071 | 109.6071 | 212.1429 | 243.5714 | 235.7143 | 243.5714 | 163.5339 | 164.12 | 145.3634 | 158.2586 | 127.193 | 158.2586 | 81.7669 | 81.7669 | 158.2586 | 181.7043 | 175.8429 | 181.7043 | 2383.0714 | 1777.7713 | 2.7659
4546 | Ventilation | Supply Fan | F1 | Uniform | 1.0 | [5 empty] | 1.0 | 0.75 | 0.75 | 0.65475 | 0.746 |  | 1 | AgriRec Furnace | 7.321428571428570 | 226.9643 | 205 | 226.9643 | 219.6429 | 226.9643 | 219.6429 | 226.9643 | 226.9643 | 219.6429 | 226.9643 | 219.6429 | 226.9643 | 169.3154 | 152.93 | 169.3154 | 163.8536 | 169.3154 | 163.8536 | 169.3154 | 169.3154 | 163.8536 | 169.3154 | 163.8536 | 169.3154 | 2672.3214 | 1993.5518 | 0.74544
4547 | Ventilation | Supply Fan | F2 | Uniform | 1.0 | [5 empty] | 1.0 | 0.75 | 0.75 | 0.65475 | 0.746 |  | 1 | AgriRec Furnace | 7.321428571428570 | 226.9643 | 205 | 226.9643 | 219.6429 | 226.9643 | 219.6429 | 226.9643 | 226.9643 | 219.6429 | 226.9643 | 219.6429 | 226.9643 | 169.3154 | 152.93 | 169.3154 | 163.8536 | 169.3154 | 163.8536 | 169.3154 | 169.3154 | 163.8536 | 169.3154 | 163.8536 | 169.3154 | 2672.3214 | 1993.5518 | 0.74544
4548 | Pump | Geothermal Pump | HPP-3 | Heat Pump | 1.0 | [5 empty] | 1.0 | 0.75 | 0.75 | 0.65475 | 0.746 |  | 1 | All Day | 24.0 | 744 | 672 | 520.8 | 432 | 186 | 144 | 223.2 | 223.2 | 288 | 334.8 | 468 | 669.6 | 555.024 | 501.312 | 388.5168 | 322.272 | 138.756 | 107.424 | 166.5072 | 166.5072 | 214.848 | 249.7608 | 349.128 | 499.5216 | 4905.6 | 3659.5776 | 1.7843
4549 | Pump | Radiant Slab Pump | RPP-1 | Heat Pump | 1.0 | [5 empty] | 1.0 | 0.75 | 0.75 | 0.65475 | 0.746 |  | 1 | All Day | 24.0 | 744 | 672 | 520.8 | 432 | 186 | 144 | 223.2 | 223.2 | 288 | 334.8 | 468 | 669.6 | 555.024 | 501.312 | 388.5168 | 322.272 | 138.756 | 107.424 | 166.5072 | 166.5072 | 214.848 | 249.7608 | 349.128 | 499.5216 | 4905.6 | 3659.5776 | 1.7843
4550 | Pump | Heating Water Supply Pump | P-1 | Heating 1 | 1.0 | [5 empty] | 1.0 | 0.75 | 0.75 | 0.65475 | 0.746 |  | 1 |  | 24.0 | 669.6 | 672 | 558 | 504 | 74.4 | 0 | 0 | 0 | 18 | 148.8 | 288 | 744 | 499.5216 | 501.312 | 416.268 | 375.984 | 55.5024 | 0 | 0 | 0 | 13.428 | 111.0048 | 214.848 | 555.024 | 3676.8 | 2742.8928 | 4.6645
4551 | Pump | Snow melt system | Pump 1 | Snow Melt | 1.0 |  | 3 |  | 460.0 |  | 1.0 | 0.75 | 0.75 | 0.65475 | 0.746 |  | 0.5 | All Day | 24.0 | 372 | 336 | 279 | 0 | 0 | 0 | 0 | 0 | 0 | 0 | 144 | 260.4 | 277.512 | 250.656 | 208.134 | 0 | 0 | 0 | 0 | 0 | 0 | 0 | 107.424 | 194.2584 | 1391.4 | 1037.9844 | 0.025852
4552 | Pump | Snow melt system | Pump 2 | Snow Melt | 1.0 |  | 3 |  | 460.0 |  | 1.0 | 0.75 | 0.75 | 0.65475 | 0.746 |  | 0.5 | All Day | 24.0 | 372 | 336 | 279 | 0 | 0 | 0 | 0 | 0 | 0 | 0 | 144 | 260.4 | 277.512 | 250.656 | 208.134 | 0 | 0 | 0 | 0 | 0 | 0 | 0 | 107.424 | 194.2584 | 1391.4 | 1037.9844 | 0.025852
4553 | Pump | AHU HW Pump |  | Heating 1 | 1.0 | [5 empty] | 1.0 | 0.75 | 0.75 | 0.65475 | 0.746 |  | 1 | AHU-5 | 20.0 | 620 | 560 | 496 | 480 | 372 | 0 | 0 | 0 | 180 | 359.6 | 600 | 620 | 462.52 | 417.76 | 370.016 | 358.08 | 277.512 | 0 | 0 | 0 | 134.28 | 268.2616 | 447.6 | 462.52 | 4287.6 | 3198.5496 | 0.35861
4554 | Pump | HW Pump | P-1 | Heating 1 | 1.0 | [5 empty] | 1.0 | 0.75 | 0.75 | 0.65475 | 0.746 |  | 0.5 | All Day | 24.0 | 372 | 268.8 | 223.2 | 180 | 148.8 | 72 | 0 | 0 | 9 | 111.6 | 216 | 372 | 277.512 | 200.5248 | 166.5072 | 134.28 | 111.0048 | 53.712 | 0 | 0 | 6.714 | 83.2536 | 161.136 | 277.512 | 1973.4 | 1472.1564 | 0.54998
4555 | Pump | HW Pump | P-2 | Heating 1 | 1.0 | [5 empty] | 1.0 | 0.75 | 0.75 | 0.65475 | 0.746 |  | 0.5 | All Day | 24.0 | 372 | 268.8 | 223.2 | 180 | 148.8 | 72 | 0 | 0 | 9 | 111.6 | 216 | 372 | 277.512 | 200.5248 | 166.5072 | 134.28 | 111.0048 | 53.712 | 0 | 0 | 6.714 | 83.2536 | 161.136 | 277.512 | 1973.4 | 1472.1564 | 0.54998
4556 | Pump | HW Pump | P-3 | Heating 1 | 1.0 | [5 empty] | 1.0 | 0.75 | 0.75 | 0.65475 | 0.746 |  | 1 | All Day | 24.0 | 744 | 537.6 | 446.4 | 360 | 297.6 | 144 | 0 | 0 | 18 | 223.2 | 432 | 744 | 555.024 | 401.0496 | 333.0144 | 268.56 | 222.0096 | 107.424 | 0 | 0 | 13.428 | 166.5072 | 322.272 | 555.024 | 3946.8 | 2944.3128 | 1.1
4557 | Pump | AHU CC Pump | A2CCP | Cooling 1 | 1.0 | [5 empty] | 1.0 | 0.75 | 0.75 | 0.65475 | 0.746 |  | 0.5 | F2 | 14.5 | 0 | 0 | 0 | 87 | 134.85 | 178.3575 | 224.75 | 218.1576 | 178.515 | 89.9 | 21.75 | 0 | 0 | 0 | 0 | 64.902 | 100.5981 | 133.0547 | 167.6635 | 162.7456 | 133.1722 | 67.0654 | 16.2255 | 0 | 1133.2801 | 845.427 | 0.082145
4558 | Ventilation | Exhaust Fan | EF-3a | Uniform | 1.0 | [5 empty] | 1.0 | 0.75 | 0.75 | 0.65475 | 0.746 |  | 1 | H | 2.857142857142860 | 88.5714 | 80 | 88.5714 | 85.7143 | 88.5714 | 85.7143 | 88.5714 | 88.5714 | 85.7143 | 88.5714 | 85.7143 | 88.5714 | 66.0743 | 59.68 | 66.0743 | 63.9429 | 66.0743 | 63.9429 | 66.0743 | 66.0743 | 63.9429 | 66.0743 | 63.9429 | 66.0743 | 1042.8571 | 777.9714 | 0.054367
4559 | Ventilation | Exhaust Fan | EF-3b | Uniform | 1.0 | [5 empty] | 1.0 | 0.75 | 0.75 | 0.65475 | 0.746 |  | 1 | H | 2.857142857142860 | 88.5714 | 80 | 88.5714 | 85.7143 | 88.5714 | 85.7143 | 88.5714 | 88.5714 | 85.7143 | 88.5714 | 85.7143 | 88.5714 | 66.0743 | 59.68 | 66.0743 | 63.9429 | 66.0743 | 63.9429 | 66.0743 | 66.0743 | 63.9429 | 66.0743 | 63.9429 | 66.0743 | 1042.8571 | 777.9714 | 0.054367
4560 | Ventilation | Exhaust Fan | EF-4a | Uniform | 1.0 | [5 empty] | 1.0 | 0.75 | 0.75 | 0.65475 | 0.746 |  | 1 | H | 2.857142857142860 | 88.5714 | 80 | 88.5714 | 85.7143 | 88.5714 | 85.7143 | 88.5714 | 88.5714 | 85.7143 | 88.5714 | 85.7143 | 88.5714 | 66.0743 | 59.68 | 66.0743 | 63.9429 | 66.0743 | 63.9429 | 66.0743 | 66.0743 | 63.9429 | 66.0743 | 63.9429 | 66.0743 | 1042.8571 | 777.9714 | 0.054367
4561 | Ventilation | Exhaust Fan | EF-4b | Uniform | 1.0 | [5 empty] | 1.0 | 0.75 | 0.75 | 0.65475 | 0.746 |  | 1 | H | 2.857142857142860 | 88.5714 | 80 | 88.5714 | 85.7143 | 88.5714 | 85.7143 | 88.5714 | 88.5714 | 85.7143 | 88.5714 | 85.7143 | 88.5714 | 66.0743 | 59.68 | 66.0743 | 63.9429 | 66.0743 | 63.9429 | 66.0743 | 66.0743 | 63.9429 | 66.0743 | 63.9429 | 66.0743 | 1042.8571 | 777.9714 | 0.054367
4562 | Ventilation | Exhaust Fan | EF-4c | Uniform | 1.0 | [5 empty] | 1.0 | 0.75 | 0.75 | 0.65475 | 0.746 |  | 1 | H | 2.857142857142860 | 88.5714 | 80 | 88.5714 | 85.7143 | 88.5714 | 85.7143 | 88.5714 | 88.5714 | 85.7143 | 88.5714 | 85.7143 | 88.5714 | 66.0743 | 59.68 | 66.0743 | 63.9429 | 66.0743 | 63.9429 | 66.0743 | 66.0743 | 63.9429 | 66.0743 | 63.9429 | 66.0743 | 1042.8571 | 777.9714 | 0.054367
4563 | Ventilation | Exhaust Fan | EF-4d | Uniform | 1.0 | [5 empty] | 1.0 | 0.75 | 0.75 | 0.65475 | 0.746 |  | 1 | H | 2.857142857142860 | 88.5714 | 80 | 88.5714 | 85.7143 | 88.5714 | 85.7143 | 88.5714 | 88.5714 | 85.7143 | 88.5714 | 85.7143 | 88.5714 | 66.0743 | 59.68 | 66.0743 | 63.9429 | 66.0743 | 63.9429 | 66.0743 | 66.0743 | 63.9429 | 66.0743 | 63.9429 | 66.0743 | 1042.8571 | 777.9714 | 0.054367
4564 | Ventilation | Supply Fan | AC-1 | Uniform | 1.0 | [5 empty] | 1.0 | 0.75 | 0.75 | 0.65475 | 0.746 |  | 1 | MUA | 15.428571428571400 | 478.2857 | 432 | 478.2857 | 462.8571 | 478.2857 | 462.8571 | 478.2857 | 478.2857 | 462.8571 | 478.2857 | 462.8571 | 478.2857 | 356.8011 | 322.272 | 356.8011 | 345.2914 | 356.8011 | 345.2914 | 356.8011 | 356.8011 | 345.2914 | 356.8011 | 345.2914 | 356.8011 | 5631.4286 | 4201.0457 | 0.98371
4565 | Ventilation | Supply Fan | AC-2 | Uniform | 1.0 | [5 empty] | 1.0 | 0.75 | 0.75 | 0.65475 | 0.746 |  | 1 | MUA | 15.428571428571400 | 478.2857 | 432 | 478.2857 | 462.8571 | 478.2857 | 462.8571 | 478.2857 | 478.2857 | 462.8571 | 478.2857 | 462.8571 | 478.2857 | 356.8011 | 322.272 | 356.8011 | 345.2914 | 356.8011 | 345.2914 | 356.8011 | 356.8011 | 345.2914 | 356.8011 | 345.2914 | 356.8011 | 5631.4286 | 4201.0457 | 0.98371
4566 | Ventilation | Supply Fan | AC-3 | Uniform | 1.0 | [5 empty] | 1.0 | 0.75 | 0.75 | 0.65475 | 0.746 |  | 1 | MUA | 15.428571428571400 | 478.2857 | 432 | 478.2857 | 462.8571 | 478.2857 | 462.8571 | 478.2857 | 478.2857 | 462.8571 | 478.2857 | 462.8571 | 478.2857 | 356.8011 | 322.272 | 356.8011 | 345.2914 | 356.8011 | 345.2914 | 356.8011 | 356.8011 | 345.2914 | 356.8011 | 345.2914 | 356.8011 | 5631.4286 | 4201.0457 | 0.98371
4567 | Ventilation | Supply Fan | AC-4 | Uniform | 1.0 | [5 empty] | 1.0 | 0.75 | 0.75 | 0.65475 | 0.746 |  | 1 | MUA | 15.428571428571400 | 478.2857 | 432 | 478.2857 | 462.8571 | 478.2857 | 462.8571 | 478.2857 | 478.2857 | 462.8571 | 478.2857 | 462.8571 | 478.2857 | 356.8011 | 322.272 | 356.8011 | 345.2914 | 356.8011 | 345.2914 | 356.8011 | 356.8011 | 345.2914 | 356.8011 | 345.2914 | 356.8011 | 5631.4286 | 4201.0457 | 0.98371
4568 | Ventilation | Supply Fan | AC-5 | Uniform | 1.0 | [5 empty] | 1.0 | 0.75 | 0.75 | 0.65475 | 0.746 |  | 1 | MUA | 15.428571428571400 | 478.2857 | 432 | 478.2857 | 462.8571 | 478.2857 | 462.8571 | 478.2857 | 478.2857 | 462.8571 | 478.2857 | 462.8571 | 478.2857 | 356.8011 | 322.272 | 356.8011 | 345.2914 | 356.8011 | 345.2914 | 356.8011 | 356.8011 | 345.2914 | 356.8011 | 345.2914 | 356.8011 | 5631.4286 | 4201.0457 | 0.98371
4569 | Ventilation | Supply Fan | RTU-1 | Uniform | 1.0 | [5 empty] | 1.0 | 0.75 | 0.75 | 0.65475 | 0.746 |  | 1 | RTUs, AH-1 and HPs | 16.928571428571400 | 524.7857 | 474 | 524.7857 | 507.8571 | 524.7857 | 507.8571 | 524.7857 | 524.7857 | 507.8571 | 524.7857 | 507.8571 | 524.7857 | 391.4901 | 353.604 | 391.4901 | 378.8614 | 391.4901 | 378.8614 | 391.4901 | 391.4901 | 378.8614 | 391.4901 | 378.8614 | 391.4901 | 6178.9286 | 4609.4807 | 3.4251
4570 | Ventilation | Supply Fan | RTU-5 | Uniform | 1.0 | [5 empty] | 1.0 | 0.75 | 0.75 | 0.65475 | 0.746 |  | 1 | RTUs, AH-1 and HPs | 16.928571428571400 | 524.7857 | 474 | 524.7857 | 507.8571 | 524.7857 | 507.8571 | 524.7857 | 524.7857 | 507.8571 | 524.7857 | 507.8571 | 524.7857 | 391.4901 | 353.604 | 391.4901 | 378.8614 | 391.4901 | 378.8614 | 391.4901 | 391.4901 | 378.8614 | 391.4901 | 378.8614 | 391.4901 | 6178.9286 | 4609.4807 | 3.4251
4571 | Ventilation | Supply Fan | RTU-6 | Uniform | 1.0 | [5 empty] | 1.0 | 0.75 | 0.75 | 0.65475 | 0.746 |  | 1 | RTUs, AH-1 and HPs | 16.928571428571400 | 524.7857 | 474 | 524.7857 | 507.8571 | 524.7857 | 507.8571 | 524.7857 | 524.7857 | 507.8571 | 524.7857 | 507.8571 | 524.7857 | 391.4901 | 353.604 | 391.4901 | 378.8614 | 391.4901 | 378.8614 | 391.4901 | 391.4901 | 378.8614 | 391.4901 | 378.8614 | 391.4901 | 6178.9286 | 4609.4807 | 3.4251
4572 | Ventilation | Supply Fan | RTU-12 | Uniform | 1.0 | [5 empty] | 1.0 | 0.75 | 0.75 | 0.65475 | 0.746 |  | 1 | RTUs, AH-1 and HPs | 16.928571428571400 | 524.7857 | 474 | 524.7857 | 507.8571 | 524.7857 | 507.8571 | 524.7857 | 524.7857 | 507.8571 | 524.7857 | 507.8571 | 524.7857 | 391.4901 | 353.604 | 391.4901 | 378.8614 | 391.4901 | 378.8614 | 391.4901 | 391.4901 | 378.8614 | 391.4901 | 378.8614 | 391.4901 | 6178.9286 | 4609.4807 | 3.4251
4573 | Ventilation | Supply Fan | RTU-13 | Uniform | 1.0 | [5 empty] | 1.0 | 0.75 | 0.75 | 0.65475 | 0.746 |  | 1 | RTUs, AH-1 and HPs | 16.928571428571400 | 524.7857 | 474 | 524.7857 | 507.8571 | 524.7857 | 507.8571 | 524.7857 | 524.7857 | 507.8571 | 524.7857 | 507.8571 | 524.7857 | 391.4901 | 353.604 | 391.4901 | 378.8614 | 391.4901 | 378.8614 | 391.4901 | 391.4901 | 378.8614 | 391.4901 | 378.8614 | 391.4901 | 6178.9286 | 4609.4807 | 3.4251
4574 | Pump | AHU HC Pump | A2HCP | Heating 1 | 1.0 | [5 empty] | 1.0 | 0.75 | 0.75 | 0.65475 | 0.746 |  | 0.5 | F2 | 14.5 | 213.5125 | 192.85 | 157.325 | 130.5 | 67.425 | 21.75 | 22.475 | 17.98 | 65.25 | 157.325 | 184.875 | 224.75 | 159.2803 | 143.8661 | 117.3645 | 97.353 | 50.2991 | 16.2255 | 16.7663 | 13.4131 | 48.6765 | 117.3645 | 137.9168 | 167.6635 | 1456.0175 | 1086.1891 | 0.10554
4575 | Pump | Pump | P-20 | Heating 1 | 1.0 | [5 empty] | 1.0 | 0.75 | 0.75 | 0.65475 | 0.746 |  | 0.4 | AHU-6 | 17.0 | 210.8 | 190.4 | 158.1 | 102 | 84.32 | 0 | 5.27 | 5.27 | 5.1 | 42.16 | 81.6 | 147.56 | 157.2568 | 142.0384 | 117.9426 | 76.092 | 62.9027 | 0 | 3.9314 | 3.9314 | 3.8046 | 31.4514 | 60.8736 | 110.0798 | 1032.58 | 770.3047 | 0.095215
4576 | Ventilation | Supply Fan | RTU-2 | Events | 1.0 | [5 empty] | 1.0 | 0.75 | 0.75 | 0.65475 | 0.746 |  | 0.7 | AgriRec RTU | 16 | 277.76 | 282.24 | 260.4 | 336 | 208.32 | 201.6 | 208.32 | 243.04 | 201.6 | 208.32 | 268.8 | 277.76 | 207.209 | 210.551 | 194.2584 | 250.656 | 155.4067 | 150.3936 | 155.4067 | 181.3078 | 150.3936 | 155.4067 | 200.5248 | 207.209 | 2974.16 | 2218.7234 | 0.82964
4577 | AC system | Fan (x3) | CU2 | Cooling 1 | 1.0 | [5 empty] | 1.0 | 0.75 | 0.75 | 0.65475 | 2.238 |  | 0.4 | Occupied | 11.428571428571400 | 0 | 0 | 0 | 0 | 28.3429 | 109.7143 | 141.7143 | 141.7143 | 96 | 0 | 0 | 0 | 0 | 0 | 0 | 0 | 63.4313 | 245.5406 | 317.1566 | 317.1566 | 214.848 | 0 | 0 | 0 | 517.4857 | 1158.133 | 1.599
4578 | Pump | AHU CC Pump | A1CCP | Cooling 1 | 1.0 | [5 empty] | 1.0 | 0.75 | 0.75 | 0.65475 | 0.746 |  | 0.5 | All Day | 24.0 | 0 | 0 | 0 | 144 | 223.2 | 295.2125 | 372 | 361.0885 | 295.473 | 148.8 | 36 | 0 | 0 | 0 | 0 | 107.424 | 166.5072 | 220.2285 | 277.512 | 269.372 | 220.4229 | 111.0048 | 26.856 | 0 | 1875.774 | 1399.3274 | 0.13596
4579 | Pump | AHU CC Pump | A5CCP | Cooling 1 | 1.0 | [5 empty] | 1.0 | 0.75 | 0.75 | 0.65475 | 0.746 |  | 0.5 | All Day | 24.0 | 0 | 0 | 0 | 144 | 223.2 | 295.2125 | 372 | 361.0885 | 295.473 | 148.8 | 36 | 0 | 0 | 0 | 0 | 107.424 | 166.5072 | 220.2285 | 277.512 | 269.372 | 220.4229 | 111.0048 | 26.856 | 0 | 1875.774 | 1399.3274 | 0.13596
4580 | Pump | AHU CC Pump | A6CCP | Cooling 1 | 1.0 | [5 empty] | 1.0 | 0.75 | 0.75 | 0.65475 | 0.746 |  | 0.5 | All Day | 24.0 | 0 | 0 | 0 | 144 | 223.2 | 295.2125 | 372 | 361.0885 | 295.473 | 148.8 | 36 | 0 | 0 | 0 | 0 | 107.424 | 166.5072 | 220.2285 | 277.512 | 269.372 | 220.4229 | 111.0048 | 26.856 | 0 | 1875.774 | 1399.3274 | 0.13596
4581 | Pump | AHU CC Pump | A7CCP | Cooling 1 | 1.0 | [5 empty] | 1.0 | 0.75 | 0.75 | 0.65475 | 0.746 |  | 0.5 | All Day | 24.0 | 0 | 0 | 0 | 144 | 223.2 | 295.2125 | 372 | 361.0885 | 295.473 | 148.8 | 36 | 0 | 0 | 0 | 0 | 107.424 | 166.5072 | 220.2285 | 277.512 | 269.372 | 220.4229 | 111.0048 | 26.856 | 0 | 1875.774 | 1399.3274 | 0.13596
4582 | Pump | AHU CC Pump | A8CCP | Cooling 1 | 1.0 | [5 empty] | 1.0 | 0.75 | 0.75 | 0.65475 | 0.746 |  | 0.5 | All Day | 24.0 | 0 | 0 | 0 | 144 | 223.2 | 295.2125 | 372 | 361.0885 | 295.473 | 148.8 | 36 | 0 | 0 | 0 | 0 | 107.424 | 166.5072 | 220.2285 | 277.512 | 269.372 | 220.4229 | 111.0048 | 26.856 | 0 | 1875.774 | 1399.3274 | 0.13596
4583 | Ventilation | Supply Fan | RTU-1 | University | 1.0 | [5 empty] | 1.0 | 0.75 | 0.75 | 0.65475 | 0.746 |  | 1 | RTU-1 | 24.0 | 744 | 672 | 744 | 720 | 446.4 | 216 | 74.4 | 372 | 720 | 744 | 720 | 744 | 555.024 | 501.312 | 555.024 | 537.12 | 333.0144 | 161.136 | 55.5024 | 277.512 | 537.12 | 555.024 | 537.12 | 555.024 | 6916.8 | 5159.9328 | 1.3974
4584 | Ventilation | Supply Fan | RTU-1B | University | 1.0 | [5 empty] | 1.0 | 0.75 | 0.75 | 0.65475 | 0.746 |  | 1 | RTU-1B | 24.0 | 744 | 672 | 744 | 720 | 446.4 | 216 | 74.4 | 372 | 720 | 744 | 720 | 744 | 555.024 | 501.312 | 555.024 | 537.12 | 333.0144 | 161.136 | 55.5024 | 277.512 | 537.12 | 555.024 | 537.12 | 555.024 | 6916.8 | 5159.9328 | 1.3974
4585 | Pump | Htg Pump | P-4 | Heating 1 | 1.0 | [5 empty] | 1.0 | 0.75 | 0.75 | 0.65475 | 0.746 |  | 1 | All Day | 24.0 | 744 | 672 | 558 | 360 | 297.6 | 144 | 18.6 | 18.6 | 18 | 148.8 | 288 | 520.8 | 555.024 | 501.312 | 416.268 | 268.56 | 222.0096 | 107.424 | 13.8756 | 13.8756 | 13.428 | 111.0048 | 214.848 | 388.5168 | 3788.4 | 2826.1464 | 1.877
4586 | Pump | Glycol Pump | P-3E | Heating 1 | 1.0 | [5 empty] | 1.0 | 0.75 | 0.75 | 0.65475 | 0.746 |  | 1 | All Day | 24.0 | 744 | 672 | 558 | 360 | 297.6 | 144 | 18.6 | 18.6 | 18 | 148.8 | 288 | 520.8 | 555.024 | 501.312 | 416.268 | 268.56 | 222.0096 | 107.424 | 13.8756 | 13.8756 | 13.428 | 111.0048 | 214.848 | 388.5168 | 3788.4 | 2826.1464 | 0.056559
4587 | Ventilation | Supply Fan | RTU-1 | Events | 1.0 | [5 empty] | 1.0 | 0.75 | 0.75 | 0.65475 | 0.746 |  | 1 | AgriRec RTU | 16 | 396.8 | 403.2 | 372 | 480 | 297.6 | 288 | 297.6 | 347.2 | 288 | 297.6 | 384 | 396.8 | 296.0128 | 300.7872 | 277.512 | 358.08 | 222.0096 | 214.848 | 222.0096 | 259.0112 | 214.848 | 222.0096 | 286.464 | 296.0128 | 4248.8 | 3169.6048 | 1.1852
4588 | Ventilation | Exhaust Fan | EF-35 | EF w RTSP | 1.0 | [5 empty] | 1.0 | 0.75 | 0.75 | 0.65475 | 0.746 |  | 1 | 24h 7d | 24.0 | 0 | 0 | 0 | 216 | 446.4 | 576 | 744 | 744 | 432 | 0 | 0 | 0 | 0 | 0 | 0 | 161.136 | 333.0144 | 429.696 | 555.024 | 555.024 | 322.272 | 0 | 0 | 0 | 3158.4 | 2356.1664 | 0.27951
4589 | Ventilation | Fan Moter | BCU-1 | Uniform | 1.0 | [5 empty] | 1.0 | 0.75 | 0.75 | 0.65475 | 0.746 |  | 1 | All Day | 24.0 | 744 | 672 | 744 | 720 | 744 | 720 | 744 | 744 | 720 | 744 | 720 | 669.6 | 555.024 | 501.312 | 555.024 | 537.12 | 555.024 | 537.12 | 555.024 | 555.024 | 537.12 | 555.024 | 537.12 | 499.5216 | 8685.6 | 6479.4576 | 0.31064
4590 | Ventilation | Fan Moter | BCU-2 | Uniform | 1.0 | [5 empty] | 1.0 | 0.75 | 0.75 | 0.65475 | 0.746 |  | 1 | All Day | 24.0 | 744 | 672 | 744 | 720 | 744 | 720 | 744 | 744 | 720 | 744 | 720 | 669.6 | 555.024 | 501.312 | 555.024 | 537.12 | 555.024 | 537.12 | 555.024 | 555.024 | 537.12 | 555.024 | 537.12 | 499.5216 | 8685.6 | 6479.4576 | 0.31064
4591 | Ventilation | Fan Moter | BCU-3 | Uniform | 1.0 | [5 empty] | 1.0 | 0.75 | 0.75 | 0.65475 | 0.746 |  | 1 | All Day | 24.0 | 744 | 672 | 744 | 720 | 744 | 720 | 744 | 744 | 720 | 744 | 720 | 669.6 | 555.024 | 501.312 | 555.024 | 537.12 | 555.024 | 537.12 | 555.024 | 555.024 | 537.12 | 555.024 | 537.12 | 499.5216 | 8685.6 | 6479.4576 | 0.31064
4592 | Ventilation | Exhaust Fan | L9-F-02 | Uniform | 1.0 | [5 empty] | 1.0 | 0.75 | 0.75 | 0.65475 | 0.746 |  | 1 | All Day | 24.0 | 744 | 672 | 744 | 720 | 744 | 720 | 744 | 744 | 720 | 744 | 720 | 669.6 | 555.024 | 501.312 | 555.024 | 537.12 | 555.024 | 537.12 | 555.024 | 555.024 | 537.12 | 555.024 | 537.12 | 499.5216 | 8685.6 | 6479.4576 | 0.31064
4593 | Ventilation | Supply Fan | AHU-22 | Uniform | 1.0 | [5 empty] | 1.0 | 0.75 | 0.75 | 0.65475 | 0.746 |  | 1 | AHU-16,22 | 7.857142857142860 | 243.5714 | 220 | 243.5714 | 235.7143 | 243.5714 | 235.7143 | 243.5714 | 243.5714 | 235.7143 | 243.5714 | 235.7143 | 243.5714 | 154.422 | 134.28 | 140.994 | 147.708 | 147.708 | 140.994 | 154.422 | 140.994 | 147.708 | 154.422 | 134.28 | 154.422 | 2867.8571 | 1752.354 | 0.26523
4594 | Ventilation | Supply Fan | RTU04 | Uniform | 1.0 | [5 empty] | 1.0 | 0.75 | 0.75 | 0.65475 | 0.746 |  | 1 |  | 7.857142857142860 | 243.5714 | 220 | 243.5714 | 235.7143 | 243.5714 | 235.7143 | 243.5714 | 243.5714 | 235.7143 | 243.5714 | 235.7143 | 243.5714 | 181.7043 | 164.12 | 181.7043 | 175.8429 | 181.7043 | 175.8429 | 181.7043 | 181.7043 | 175.8429 | 181.7043 | 175.8429 | 181.7043 | 2867.8571 | 2139.4214 | 0.71357
4595 | Ventilation | Supply Fan | RTU06 | Uniform | 1.0 | [5 empty] | 1.0 | 0.75 | 0.75 | 0.65475 | 0.746 |  | 1 |  | 7.857142857142860 | 243.5714 | 220 | 243.5714 | 235.7143 | 243.5714 | 235.7143 | 243.5714 | 243.5714 | 235.7143 | 243.5714 | 235.7143 | 243.5714 | 181.7043 | 164.12 | 181.7043 | 175.8429 | 181.7043 | 175.8429 | 181.7043 | 181.7043 | 175.8429 | 181.7043 | 175.8429 | 181.7043 | 2867.8571 | 2139.4214 | 0.71357
4596 | Pump | Pump | P-10 | Heating 1 | 1.0 | [5 empty] | 1.0 | 0.75 | 0.75 | 0.65475 | 0.746 |  | 0.4 | All Day | 24.0 | 297.6 | 268.8 | 223.2 | 144 | 119.04 | 0 | 7.44 | 7.44 | 7.2 | 59.52 | 115.2 | 208.32 | 222.0096 | 200.5248 | 166.5072 | 107.424 | 88.8038 | 0 | 5.5502 | 5.5502 | 5.3712 | 44.4019 | 85.9392 | 155.4067 | 1457.76 | 1087.489 | 0.13442
4597 | Pump | Pump | P-15 | Heating 1 | 1.0 | [5 empty] | 1.0 | 0.75 | 0.75 | 0.65475 | 0.746 |  | 0.4 | All Day | 24.0 | 297.6 | 268.8 | 223.2 | 144 | 119.04 | 0 | 7.44 | 7.44 | 7.2 | 59.52 | 115.2 | 208.32 | 222.0096 | 200.5248 | 166.5072 | 107.424 | 88.8038 | 0 | 5.5502 | 5.5502 | 5.3712 | 44.4019 | 85.9392 | 155.4067 | 1457.76 | 1087.489 | 0.13442
4598 | Pump | Pump | P-18 | Heating 1 | 1.0 | [5 empty] | 1.0 | 0.75 | 0.75 | 0.65475 | 0.746 |  | 0.4 | All Day | 24.0 | 297.6 | 268.8 | 223.2 | 144 | 119.04 | 0 | 7.44 | 7.44 | 7.2 | 59.52 | 115.2 | 208.32 | 222.0096 | 200.5248 | 166.5072 | 107.424 | 88.8038 | 0 | 5.5502 | 5.5502 | 5.3712 | 44.4019 | 85.9392 | 155.4067 | 1457.76 | 1087.489 | 0.13442
4599 | Pump | Pump | P-19 | Heating 1 | 1.0 | [5 empty] | 1.0 | 0.75 | 0.75 | 0.65475 | 0.746 |  | 0.4 | All Day | 24.0 | 297.6 | 268.8 | 223.2 | 144 | 119.04 | 0 | 7.44 | 7.44 | 7.2 | 59.52 | 115.2 | 208.32 | 222.0096 | 200.5248 | 166.5072 | 107.424 | 88.8038 | 0 | 5.5502 | 5.5502 | 5.3712 | 44.4019 | 85.9392 | 155.4067 | 1457.76 | 1087.489 | 0.13442
4600 | Pump | Pump | P-22 | Heating 1 | 1.0 | [5 empty] | 1.0 | 0.75 | 0.75 | 0.65475 | 0.746 |  | 0.4 | All Day | 24.0 | 297.6 | 268.8 | 223.2 | 144 | 119.04 | 0 | 7.44 | 7.44 | 7.2 | 59.52 | 115.2 | 208.32 | 222.0096 | 200.5248 | 166.5072 | 107.424 | 88.8038 | 0 | 5.5502 | 5.5502 | 5.3712 | 44.4019 | 85.9392 | 155.4067 | 1457.76 | 1087.489 | 0.13442
4601 | Pump | Pump | P-24 | Heating 1 | 1.0 | [5 empty] | 1.0 | 0.75 | 0.75 | 0.65475 | 0.746 |  | 0.4 | All Day | 24.0 | 297.6 | 268.8 | 223.2 | 144 | 119.04 | 0 | 7.44 | 7.44 | 7.2 | 59.52 | 115.2 | 208.32 | 222.0096 | 200.5248 | 166.5072 | 107.424 | 88.8038 | 0 | 5.5502 | 5.5502 | 5.3712 | 44.4019 | 85.9392 | 155.4067 | 1457.76 | 1087.489 | 0.13442
4602 | Pump | AHU CC Pump | A9CCP | Cooling 1 | 1.0 | [5 empty] | 1.0 | 0.75 | 0.75 | 0.65475 | 0.746 |  | 0.5 | F9 | 7.142857142857140 | 0 | 0 | 0 | 42.8571 | 66.4286 | 87.8609 | 110.7143 | 107.4668 | 87.9384 | 44.2857 | 10.7143 | 0 | 0 | 0 | 0 | 31.9714 | 49.5557 | 65.5442 | 82.5929 | 80.1702 | 65.602 | 33.0371 | 7.9929 | 0 | 558.2661 | 416.4665 | 0.040466
4603 | Pump | AHU HW Pump |  | Heating 1 | 1.0 | [5 empty] | 1.0 | 0.75 | 0.75 | 0.65475 | 0.746 |  | 1 | AHU-3 | 14.857142857142900 | 460.5714 | 416 | 368.4571 | 356.5714 | 276.3429 | 0 | 0 | 0 | 133.7143 | 267.1314 | 445.7143 | 460.5714 | 343.5863 | 310.336 | 274.869 | 266.0023 | 206.1518 | 0 | 0 | 0 | 99.7509 | 199.28 | 332.5029 | 343.5863 | 3185.0743 | 2376.0654 | 0.2664
4604 | Pump | AHU HW Pump |  | Heating 1 | 1.0 | [5 empty] | 1.0 | 0.75 | 0.75 | 0.65475 | 0.746 |  | 1 | AHU-2 | 17.785714285714300 | 551.3571 | 498 | 441.0857 | 426.8571 | 330.8143 | 0 | 0 | 0 | 160.0714 | 319.7871 | 533.5714 | 551.3571 | 411.3124 | 371.508 | 329.0499 | 318.4354 | 246.7875 | 0 | 0 | 0 | 119.4133 | 238.5612 | 398.0443 | 411.3124 | 3812.9014 | 2844.4245 | 0.31891
4605 | AC system | Multi Stack - Condenser Fan 1 | ACSS01 | Cooling | 1.0 | [5 empty] | 1.0 | 0.75 | 0.75 | 0.65475 | 0.746 |  | 0.2 |  | 24.0 | 0 | 0 | 0 | 72 | 89.28 | 115.2 | 148.8 | 133.92 | 72 | 59.52 | 0 | 0 | 0 | 0 | 0 | 53.712 | 66.6029 | 85.9392 | 111.0048 | 99.9043 | 53.712 | 44.4019 | 0 | 0 | 690.72 | 515.2771 | 0.17186
4606 | AC system | Multi Stack - Condenser Fan 2 | ACSS01 | Cooling | 1.0 | [5 empty] | 1.0 | 0.75 | 0.75 | 0.65475 | 0.746 |  | 0.2 |  | 24.0 | 0 | 0 | 0 | 72 | 89.28 | 115.2 | 148.8 | 133.92 | 72 | 59.52 | 0 | 0 | 0 | 0 | 0 | 53.712 | 66.6029 | 85.9392 | 111.0048 | 99.9043 | 53.712 | 44.4019 | 0 | 0 | 690.72 | 515.2771 | 0.17186
4607 | AC system | Multi Stack - Condenser Fan 3 | ACSS01 | Cooling | 1.0 | [5 empty] | 1.0 | 0.75 | 0.75 | 0.65475 | 0.746 |  | 0.2 |  | 24.0 | 0 | 0 | 0 | 72 | 89.28 | 115.2 | 148.8 | 133.92 | 72 | 59.52 | 0 | 0 | 0 | 0 | 0 | 53.712 | 66.6029 | 85.9392 | 111.0048 | 99.9043 | 53.712 | 44.4019 | 0 | 0 | 690.72 | 515.2771 | 0.17186
4608 | AC system | Multi Stack - Condenser Fan 4 | ACSS01 | Cooling | 1.0 | [5 empty] | 1.0 | 0.75 | 0.75 | 0.65475 | 0.746 |  | 0.2 |  | 24.0 | 0 | 0 | 0 | 72 | 89.28 | 115.2 | 148.8 | 133.92 | 72 | 59.52 | 0 | 0 | 0 | 0 | 0 | 53.712 | 66.6029 | 85.9392 | 111.0048 | 99.9043 | 53.712 | 44.4019 | 0 | 0 | 690.72 | 515.2771 | 0.17186
4609 | AC system | Multi Stack - Condenser Fan 5 | ACSS01 | Cooling | 1.0 | [5 empty] | 1.0 | 0.75 | 0.75 | 0.65475 | 0.746 |  | 0.2 |  | 24.0 | 0 | 0 | 0 | 72 | 89.28 | 115.2 | 148.8 | 133.92 | 72 | 59.52 | 0 | 0 | 0 | 0 | 0 | 53.712 | 66.6029 | 85.9392 | 111.0048 | 99.9043 | 53.712 | 44.4019 | 0 | 0 | 690.72 | 515.2771 | 0.17186
4610 | AC system | Multi Stack - Condenser Fan 6 | ACSS01 | Cooling | 1.0 | [5 empty] | 1.0 | 0.75 | 0.75 | 0.65475 | 0.746 |  | 0.2 |  | 24.0 | 0 | 0 | 0 | 72 | 89.28 | 115.2 | 148.8 | 133.92 | 72 | 59.52 | 0 | 0 | 0 | 0 | 0 | 53.712 | 66.6029 | 85.9392 | 111.0048 | 99.9043 | 53.712 | 44.4019 | 0 | 0 | 690.72 | 515.2771 | 0.17186
4611 | AC system | Multi Stack - Condenser Fan 7 | ACSS01 | Cooling | 1.0 | [5 empty] | 1.0 | 0.75 | 0.75 | 0.65475 | 0.746 |  | 0.2 |  | 24.0 | 0 | 0 | 0 | 72 | 89.28 | 115.2 | 148.8 | 133.92 | 72 | 59.52 | 0 | 0 | 0 | 0 | 0 | 53.712 | 66.6029 | 85.9392 | 111.0048 | 99.9043 | 53.712 | 44.4019 | 0 | 0 | 690.72 | 515.2771 | 0.17186
4612 | AC system | Multi Stack - Condenser Fan 8 | ACSS01 | Cooling | 1.0 | [5 empty] | 1.0 | 0.75 | 0.75 | 0.65475 | 0.746 |  | 0.2 |  | 24.0 | 0 | 0 | 0 | 72 | 89.28 | 115.2 | 148.8 | 133.92 | 72 | 59.52 | 0 | 0 | 0 | 0 | 0 | 53.712 | 66.6029 | 85.9392 | 111.0048 | 99.9043 | 53.712 | 44.4019 | 0 | 0 | 690.72 | 515.2771 | 0.17186
4613 | AC system | Condenser Fan | CU-1 | Cooling 1 | 1.0 | [5 empty] | 1.0 | 0.75 | 0.75 | 0.65475 | 0.746 |  | 0.28 | 24h 7d | 24.0 | 0 | 0 | 0 | 0 | 62.496 | 120.96 | 208.32 | 208.32 | 60.48 | 0 | 0 | 0 | 0 | 0 | 0 | 0 | 46.622 | 90.2362 | 155.4067 | 155.4067 | 45.1181 | 0 | 0 | 0 | 660.576 | 492.7897 | 0.05846
4614 | AC system | Condenser Fan | CU-1 | Cooling 1 | 1.0 | [5 empty] | 1.0 | 0.75 | 0.75 | 0.65475 | 0.746 |  | 0.28 | 24h 7d | 24.0 | 0 | 0 | 0 | 0 | 62.496 | 120.96 | 208.32 | 208.32 | 60.48 | 0 | 0 | 0 | 0 | 0 | 0 | 0 | 46.622 | 90.2362 | 155.4067 | 155.4067 | 45.1181 | 0 | 0 | 0 | 660.576 | 492.7897 | 0.05846
4615 | AC system | Condenser Fan | CU-2 | Cooling 1 | 1.0 | [5 empty] | 1.0 | 0.75 | 0.75 | 0.65475 | 0.746 |  | 0.28 | 24h 7d | 24.0 | 0 | 0 | 0 | 0 | 62.496 | 120.96 | 208.32 | 208.32 | 60.48 | 0 | 0 | 0 | 0 | 0 | 0 | 0 | 46.622 | 90.2362 | 155.4067 | 155.4067 | 45.1181 | 0 | 0 | 0 | 660.576 | 492.7897 | 0.05846
4616 | AC system | Condenser Fan | CU-2 | Cooling 1 | 1.0 | [5 empty] | 1.0 | 0.75 | 0.75 | 0.65475 | 0.746 |  | 0.28 | 24h 7d | 24.0 | 0 | 0 | 0 | 0 | 62.496 | 120.96 | 208.32 | 208.32 | 60.48 | 0 | 0 | 0 | 0 | 0 | 0 | 0 | 46.622 | 90.2362 | 155.4067 | 155.4067 | 45.1181 | 0 | 0 | 0 | 660.576 | 492.7897 | 0.05846
4617 | AC system | Condenser Fan | CU-3 | Cooling 1 | 1.0 | [5 empty] | 1.0 | 0.75 | 0.75 | 0.65475 | 0.746 |  | 0.28 | 24h 7d | 24.0 | 0 | 0 | 0 | 0 | 62.496 | 120.96 | 208.32 | 208.32 | 60.48 | 0 | 0 | 0 | 0 | 0 | 0 | 0 | 46.622 | 90.2362 | 155.4067 | 155.4067 | 45.1181 | 0 | 0 | 0 | 660.576 | 492.7897 | 0.05846
4618 | AC system | Condensor Fan | CH-1 | Cooling 1 | 1.0 | [5 empty] | 1.0 | 0.75 | 0.75 | 0.65475 | 0.746 |  | 0.65 | All Day | 24.0 | 0 | 0 | 0 | 70.2 | 265.98 | 411.84 | 483.6 | 425.568 | 163.8 | 62.868 | 18.72 | 0 | 0 | 0 | 0 | 52.3692 | 198.4211 | 307.2326 | 360.7656 | 317.4737 | 122.1948 | 46.8995 | 13.9651 | 0 | 1902.576 | 1419.3217 | 0.19586
4619 | AC system | Condensor Fan | CH-1 | Cooling 1 | 1.0 | [5 empty] | 1.0 | 0.75 | 0.75 | 0.65475 | 0.746 |  | 0.65 | All Day | 24.0 | 0 | 0 | 0 | 70.2 | 265.98 | 411.84 | 483.6 | 425.568 | 163.8 | 62.868 | 18.72 | 0 | 0 | 0 | 0 | 52.3692 | 198.4211 | 307.2326 | 360.7656 | 317.4737 | 122.1948 | 46.8995 | 13.9651 | 0 | 1902.576 | 1419.3217 | 0.19586
4620 | AC system | Condensor Fan | CH-1 | Cooling 1 | 1.0 | [5 empty] | 1.0 | 0.75 | 0.75 | 0.65475 | 0.746 |  | 0.65 | All Day | 24.0 | 0 | 0 | 0 | 70.2 | 265.98 | 411.84 | 483.6 | 425.568 | 163.8 | 62.868 | 18.72 | 0 | 0 | 0 | 0 | 52.3692 | 198.4211 | 307.2326 | 360.7656 | 317.4737 | 122.1948 | 46.8995 | 13.9651 | 0 | 1902.576 | 1419.3217 | 0.19586
4621 | AC system | Condensor Fan | CH-1 | Cooling 1 | 1.0 | [5 empty] | 1.0 | 0.75 | 0.75 | 0.65475 | 0.746 |  | 0.65 | All Day | 24.0 | 0 | 0 | 0 | 70.2 | 265.98 | 411.84 | 483.6 | 425.568 | 163.8 | 62.868 | 18.72 | 0 | 0 | 0 | 0 | 52.3692 | 198.4211 | 307.2326 | 360.7656 | 317.4737 | 122.1948 | 46.8995 | 13.9651 | 0 | 1902.576 | 1419.3217 | 0.19586
4622 | AC system | Condensor Fan | CH-2 | Cooling 1 | 1.0 | [5 empty] | 1.0 | 0.75 | 0.75 | 0.65475 | 0.746 |  | 0.65 | All Day | 24.0 | 0 | 0 | 0 | 70.2 | 265.98 | 411.84 | 483.6 | 425.568 | 163.8 | 62.868 | 18.72 | 0 | 0 | 0 | 0 | 52.3692 | 198.4211 | 307.2326 | 360.7656 | 317.4737 | 122.1948 | 46.8995 | 13.9651 | 0 | 1902.576 | 1419.3217 | 0.19586
4623 | AC system | Condensor Fan | CH-2 | Cooling 1 | 1.0 | [5 empty] | 1.0 | 0.75 | 0.75 | 0.65475 | 0.746 |  | 0.65 | All Day | 24.0 | 0 | 0 | 0 | 70.2 | 265.98 | 411.84 | 483.6 | 425.568 | 163.8 | 62.868 | 18.72 | 0 | 0 | 0 | 0 | 52.3692 | 198.4211 | 307.2326 | 360.7656 | 317.4737 | 122.1948 | 46.8995 | 13.9651 | 0 | 1902.576 | 1419.3217 | 0.19586
4624 | AC system | Condensor Fan | CH-2 | Cooling 1 | 1.0 | [5 empty] | 1.0 | 0.75 | 0.75 | 0.65475 | 0.746 |  | 0.65 | All Day | 24.0 | 0 | 0 | 0 | 70.2 | 265.98 | 411.84 | 483.6 | 425.568 | 163.8 | 62.868 | 18.72 | 0 | 0 | 0 | 0 | 52.3692 | 198.4211 | 307.2326 | 360.7656 | 317.4737 | 122.1948 | 46.8995 | 13.9651 | 0 | 1902.576 | 1419.3217 | 0.19586
4625 | AC system | Condensor Fan | CH-2 | Cooling 1 | 1.0 | [5 empty] | 1.0 | 0.75 | 0.75 | 0.65475 | 0.746 |  | 0.65 | All Day | 24.0 | 0 | 0 | 0 | 70.2 | 265.98 | 411.84 | 483.6 | 425.568 | 163.8 | 62.868 | 18.72 | 0 | 0 | 0 | 0 | 52.3692 | 198.4211 | 307.2326 | 360.7656 | 317.4737 | 122.1948 | 46.8995 | 13.9651 | 0 | 1902.576 | 1419.3217 | 0.19586
4626 | Ventilation | Return Booster Fan | RBF-AHU8 | Uniform | 1.0 | [5 empty] | 1.0 | 0.75 | 0.75 | 0.65475 | 0.746 |  | 1 | AHU-8 | 21.85714286 | 677.5714 | 612 | 677.5714 | 655.7143 | 677.5714 | 655.7143 | 677.5714 | 677.5714 | 655.7143 | 677.5714 | 655.7143 | 677.5714 | 505.4683 | 456.552 | 505.4683 | 489.1629 | 505.4683 | 489.1629 | 505.4683 | 505.4683 | 489.1629 | 505.4683 | 489.1629 | 505.4683 | 7977.8571 | 5951.4814 | 1.4215
4627 | Ventilation | AHU-M02 SF | SAX-B03 | Uniform | 1.5 |  |  |  |  | 2.2 | 1.5 | 0.75 | 0.81875 | 0.66925 | 1.025 |  | 0.2 | All Day
4628 | Ventilation | Hallway supply fan 4 |  | Uniform | 1.5 | [5 empty] | 1.5 | 0.75 | 0.81875 | 0.66925 | 1.025 |  | 0 | All Day | 24.0 | 0 | 0 | 0 | 0 | 0 | 0 | 0 | 0 | 0 | 0 | 0 | 0 | 0 | 0 | 0 | 0 | 0 | 0 | 0 | 0 | 0 | 0 | 0 | 0 | 0 | 0 | 0
4629 | Ventilation | Hallway supply fan 5 |  | Uniform | 1.5 | [5 empty] | 1.5 | 0.75 | 0.81875 | 0.66925 | 1.025 |  | 0 | All Day | 24.0 | 0 | 0 | 0 | 0 | 0 | 0 | 0 | 0 | 0 | 0 | 0 | 0 | 0 | 0 | 0 | 0 | 0 | 0 | 0 | 0 | 0 | 0 | 0 | 0 | 0 | 0 | 0
4630 | Ventilation | Hallway supply fan 6 |  | Uniform | 1.5 | [5 empty] | 1.5 | 0.75 | 0.81875 | 0.66925 | 1.025 |  | 0 | All Day | 24.0 | 0 | 0 | 0 | 0 | 0 | 0 | 0 | 0 | 0 | 0 | 0 | 0 | 0 | 0 | 0 | 0 | 0 | 0 | 0 | 0 | 0 | 0 | 0 | 0 | 0 | 0 | 0
4631 | Ventilation | Hallway supply fan 3 |  | Uniform | 1.5 | [5 empty] | 1.5 | 0.75 | 0.81875 | 0.66925 | 1.025 |  | 0 | All Day | 24.0 | 0 | 0 | 0 | 0 | 0 | 0 | 0 | 0 | 0 | 0 | 0 | 0 | 0 | 0 | 0 | 0 | 0 | 0 | 0 | 0 | 0 | 0 | 0 | 0 | 0 | 0 | 0
4632 | Ventilation | Hallway supply fan 5 |  | Uniform | 1.5 | [5 empty] | 1.5 | 0.75 | 0.81875 | 0.66925 | 1.025 |  | 0 | All Day | 24.0 | 0 | 0 | 0 | 0 | 0 | 0 | 0 | 0 | 0 | 0 | 0 | 0 | 0 | 0 | 0 | 0 | 0 | 0 | 0 | 0 | 0 | 0 | 0 | 0 | 0 | 0 | 0
4633 | Ventilation | Hallway supply fan 6 |  | Uniform | 1.5 | [5 empty] | 1.5 | 0.75 | 0.81875 | 0.66925 | 1.025 |  | 0 | All Day | 24.0 | 0 | 0 | 0 | 0 | 0 | 0 | 0 | 0 | 0 | 0 | 0 | 0 | 0 | 0 | 0 | 0 | 0 | 0 | 0 | 0 | 0 | 0 | 0 | 0 | 0 | 0 | 0
4634 | Ventilation | Exhaust Fan | EF-11 | Uniform | 1.5 | [5 empty] | 1.5 | 0.75 | 0.81875 | 0.66925 | 1.025 |  | 0 | 24/7 | 24.0 | 0 | 0 | 0 | 0 | 0 | 0 | 0 | 0 | 0 | 0 | 0 | 0 | 0 | 0 | 0 | 0 | 0 | 0 | 0 | 0 | 0 | 0 | 0 | 0 | 0 | 0 | 0
4635 | Miscellaneous electricity | Air Compressor |  | Uniform | 1.5 | [5 empty] | 1.5 | 0.75 | 0.81875 | 0.66925 | 1.025 |  | 0 | All Day | 24.0 | 0 | 0 | 0 | 0 | 0 | 0 | 0 | 0 | 0 | 0 | 0 | 0 | 0 | 0 | 0 | 0 | 0 | 0 | 0 | 0 | 0 | 0 | 0 | 0 | 0 | 0 | 0
4636 | Ventilation | Supply Fan | R-AHU5 | Uniform | 1.5 | [5 empty] | 1.5 | 0.75 | 0.81875 | 0.66925 | 1.025 |  | 0 | All Day | 24.0 | 0 | 0 | 0 | 0 | 0 | 0 | 0 | 0 | 0 | 0 | 0 | 0 | 0 | 0 | 0 | 0 | 0 | 0 | 0 | 0 | 0 | 0 | 0 | 0 | 0 | 0 | 0
4637 | Ventilation | Exhaust Fan | WSEF-101 | Uniform | 1.5 | [5 empty] | 1.5 | 0.75 | 0.81875 | 0.66925 | 1.025 |  | 0 | All Day | 24.0 | 0 | 0 | 0 | 0 | 0 | 0 | 0 | 0 | 0 | 0 | 0 | 0 | 0 | 0 | 0 | 0 | 0 | 0 | 0 | 0 | 0 | 0 | 0 | 0 | 0 | 0 | 0
4638 | Ventilation | Supply Fan | CRAH-8 | Uniform | 1.5 | [5 empty] | 1.5 | 0.75 | 0.81875 | 0.66925 | 1.025 |  | 0 | All Day | 24.0 | 0 | 0 | 0 | 0 | 0 | 0 | 0 | 0 | 0 | 0 | 0 | 0 | 0 | 0 | 0 | 0 | 0 | 0 | 0 | 0 | 0 | 0 | 0 | 0 | 0 | 0 | 0
4639 | Ventilation | Hallway supply fan 4 |  | Uniform | 1.5 | [5 empty] | 1.5 | 0.75 | 0.81875 | 0.66925 | 1.025 |  | 0 | All Day | 24.0 | 0 | 0 | 0 | 0 | 0 | 0 | 0 | 0 | 0 | 0 | 0 | 0 | 0 | 0 | 0 | 0 | 0 | 0 | 0 | 0 | 0 | 0 | 0 | 0 | 0 | 0 | 0
4640 | Ventilation | Hallway supply fan 5 |  | Uniform | 1.5 | [5 empty] | 1.5 | 0.75 | 0.81875 | 0.66925 | 1.025 |  | 0 | All Day | 24.0 | 0 | 0 | 0 | 0 | 0 | 0 | 0 | 0 | 0 | 0 | 0 | 0 | 0 | 0 | 0 | 0 | 0 | 0 | 0 | 0 | 0 | 0 | 0 | 0 | 0 | 0 | 0
4641 | Ventilation | Hallway supply fan 6 |  | Uniform | 1.5 | [5 empty] | 1.5 | 0.75 | 0.81875 | 0.66925 | 1.025 |  | 0 | All Day | 24.0 | 0 | 0 | 0 | 0 | 0 | 0 | 0 | 0 | 0 | 0 | 0 | 0 | 0 | 0 | 0 | 0 | 0 | 0 | 0 | 0 | 0 | 0 | 0 | 0 | 0 | 0 | 0
4642 | Ventilation | Hallway supply fan 3 |  | Uniform | 1.5 | [5 empty] | 1.5 | 0.75 | 0.81875 | 0.66925 | 1.025 |  | 0 | All Day | 24.0 | 0 | 0 | 0 | 0 | 0 | 0 | 0 | 0 | 0 | 0 | 0 | 0 | 0 | 0 | 0 | 0 | 0 | 0 | 0 | 0 | 0 | 0 | 0 | 0 | 0 | 0 | 0
4643 | Ventilation | Hallway supply fan 5 |  | Uniform | 1.5 | [5 empty] | 1.5 | 0.75 | 0.81875 | 0.66925 | 1.025 |  | 0 | All Day | 24.0 | 0 | 0 | 0 | 0 | 0 | 0 | 0 | 0 | 0 | 0 | 0 | 0 | 0 | 0 | 0 | 0 | 0 | 0 | 0 | 0 | 0 | 0 | 0 | 0 | 0 | 0 | 0
4644 | Ventilation | Hallway supply fan 6 |  | Uniform | 1.5 | [5 empty] | 1.5 | 0.75 | 0.81875 | 0.66925 | 1.025 |  | 0 | All Day | 24.0 | 0 | 0 | 0 | 0 | 0 | 0 | 0 | 0 | 0 | 0 | 0 | 0 | 0 | 0 | 0 | 0 | 0 | 0 | 0 | 0 | 0 | 0 | 0 | 0 | 0 | 0 | 0
4645 | Pump | Pump | P-22 | Uniform | 1.5 | [5 empty] | 1.5 | 0.75 | 0.81875 | 0.66925 | 1.025 |  | 0.2 | AHU-4 | 15.0 | 93 | 84 | 93 | 90 | 93 | 90 | 93 | 93 | 90 | 93 | 90 | 93 | 95.3285 | 86.1032 | 95.3285 | 92.2534 | 95.3285 | 92.2534 | 95.3285 | 95.3285 | 92.2534 | 95.3285 | 92.2534 | 95.3285 | 1095 | 1122.4168 | 0.080929
4646 | Pump | Pump | P-23 | Uniform | 1.5 | [5 empty] | 1.5 | 0.75 | 0.81875 | 0.66925 | 1.025 |  | 0.2 | AHU-4 | 15.0 | 93 | 84 | 93 | 90 | 93 | 90 | 93 | 93 | 90 | 93 | 90 | 93 | 95.3285 | 86.1032 | 95.3285 | 92.2534 | 95.3285 | 92.2534 | 95.3285 | 95.3285 | 92.2534 | 95.3285 | 92.2534 | 95.3285 | 1095 | 1122.4168 | 0.080929
4647 | Ventilation | Exhaust Fan | EF-4 | Uniform | 1.5 | [5 empty] | 1.5 | 0.75 | 0.81875 | 0.66925 | 1.025 |  | 0.5 | Occupied | 12.0 | 186 | 168 | 186 | 180 | 186 | 180 | 186 | 186 | 180 | 186 | 180 | 186 | 190.6571 | 172.2064 | 190.6571 | 184.5069 | 190.6571 | 184.5069 | 190.6571 | 190.6571 | 184.5069 | 190.6571 | 184.5069 | 190.6571 | 2190 | 2244.8336 | 0.82198
4648 | Ventilation | Fan Coil Unit |  | Uniform | 1.5 | [5 empty] | 1.5 | 0.75 | 0.81875 | 0.66925 | 1.025 |  | 1 | Occupied | 12.0 | 372 | 336 | 372 | 360 | 372 | 360 | 372 | 372 | 360 | 372 | 360 | 372 | 381.3142 | 344.4128 | 381.3142 | 369.0137 | 381.3142 | 369.0137 | 381.3142 | 381.3142 | 369.0137 | 381.3142 | 369.0137 | 381.3142 | 4380 | 4489.6672 | 0.5371
4649 | Ventilation | Fan Coil Unit |  | Uniform | 1.5 | [5 empty] | 1.5 | 0.75 | 0.81875 | 0.66925 | 1.025 |  | 1 | Occupied | 12.0 | 372 | 336 | 372 | 360 | 372 | 360 | 372 | 372 | 360 | 372 | 360 | 372 | 381.3142 | 344.4128 | 381.3142 | 369.0137 | 381.3142 | 369.0137 | 381.3142 | 381.3142 | 369.0137 | 381.3142 | 369.0137 | 381.3142 | 4380 | 4489.6672 | 0.5371
4650 | Ventilation | Fan Coil Unit |  | Uniform | 1.5 | [5 empty] | 1.5 | 0.75 | 0.81875 | 0.66925 | 1.025 |  | 1 | Occupied | 12.0 | 372 | 336 | 372 | 360 | 372 | 360 | 372 | 372 | 360 | 372 | 360 | 372 | 381.3142 | 344.4128 | 381.3142 | 369.0137 | 381.3142 | 369.0137 | 381.3142 | 381.3142 | 369.0137 | 381.3142 | 369.0137 | 381.3142 | 4380 | 4489.6672 | 0.5371
4651 | Ventilation | Fan Coil Unit |  | Uniform | 1.5 | [5 empty] | 1.5 | 0.75 | 0.81875 | 0.66925 | 1.025 |  | 1 | Occupied | 12.0 | 372 | 336 | 372 | 360 | 372 | 360 | 372 | 372 | 360 | 372 | 360 | 372 | 381.3142 | 344.4128 | 381.3142 | 369.0137 | 381.3142 | 369.0137 | 381.3142 | 381.3142 | 369.0137 | 381.3142 | 369.0137 | 381.3142 | 4380 | 4489.6672 | 0.5371
4652 | Ventilation | Fan Coil Unit |  | Uniform | 1.5 | [5 empty] | 1.5 | 0.75 | 0.81875 | 0.66925 | 1.025 |  | 1 | Occupied | 12.0 | 372 | 336 | 372 | 360 | 372 | 360 | 372 | 372 | 360 | 372 | 360 | 372 | 381.3142 | 344.4128 | 381.3142 | 369.0137 | 381.3142 | 369.0137 | 381.3142 | 381.3142 | 369.0137 | 381.3142 | 369.0137 | 381.3142 | 4380 | 4489.6672 | 0.5371
4653 | Ventilation | Fan Coil Unit |  | Uniform | 1.5 | [5 empty] | 1.5 | 0.75 | 0.81875 | 0.66925 | 1.025 |  | 1 | Occupied | 12.0 | 372 | 336 | 372 | 360 | 372 | 360 | 372 | 372 | 360 | 372 | 360 | 372 | 381.3142 | 344.4128 | 381.3142 | 369.0137 | 381.3142 | 369.0137 | 381.3142 | 381.3142 | 369.0137 | 381.3142 | 369.0137 | 381.3142 | 4380 | 4489.6672 | 0.5371
4654 | Ventilation | Fan Coil Unit |  | Uniform | 1.5 | [5 empty] | 1.5 | 0.75 | 0.81875 | 0.66925 | 1.025 |  | 1 | Occupied | 12.0 | 372 | 336 | 372 | 360 | 372 | 360 | 372 | 372 | 360 | 372 | 360 | 372 | 381.3142 | 344.4128 | 381.3142 | 369.0137 | 381.3142 | 369.0137 | 381.3142 | 381.3142 | 369.0137 | 381.3142 | 369.0137 | 381.3142 | 4380 | 4489.6672 | 0.5371
4655 | Ventilation | Carl Jrs MUA | MUA-1 | Uniform | 1.5 | [5 empty] | 1.5 | 0.75 | 0.81875 | 0.66925 | 1.025 |  | 1 | Occupied | 12.0 | 372 | 336 | 372 | 360 | 372 | 360 | 372 | 372 | 360 | 372 | 360 | 372 | 381.3142 | 344.4128 | 381.3142 | 369.0137 | 381.3142 | 369.0137 | 381.3142 | 381.3142 | 369.0137 | 381.3142 | 369.0137 | 381.3142 | 4380 | 4489.6672 | 0.5371
4656 | Ventilation | Exhaust Fan | EF-O-01 | Uniform | 1.5 | [5 empty] | 1.5 | 0.75 | 0.81875 | 0.66925 | 1.025 |  | 0.5 | All Day | 24.0 | 372 | 336 | 372 | 360 | 372 | 360 | 372 | 372 | 360 | 372 | 360 | 372 | 381.3142 | 344.4128 | 381.3142 | 369.0137 | 381.3142 | 369.0137 | 381.3142 | 381.3142 | 369.0137 | 381.3142 | 369.0137 | 381.3142 | 4380 | 4489.6672 | 0.32372
4657 | Ventilation | Supply Fan | AC-3 | Uniform | 1.5 | [5 empty] | 1.5 | 0.75 | 0.81875 | 0.66925 | 1.025 |  | 1 | Occupied | 12.0 | 372 | 336 | 372 | 360 | 372 | 360 | 372 | 372 | 360 | 372 | 360 | 372 | 381.3142 | 344.4128 | 381.3142 | 369.0137 | 381.3142 | 369.0137 | 381.3142 | 381.3142 | 369.0137 | 381.3142 | 369.0137 | 381.3142 | 4380 | 4489.6672 | 1.6773
4658 | Ventilation | Supply Fan | MUA-1 | Uniform | 1.5 | [5 empty] | 1.5 | 0.75 | 0.81875 | 0.66925 | 1.025 |  | 0.5 | All Day | 24.0 | 372 | 336 | 372 | 360 | 372 | 360 | 372 | 372 | 360 | 372 | 360 | 372 | 381.3142 | 344.4128 | 381.3142 | 369.0137 | 381.3142 | 369.0137 | 381.3142 | 381.3142 | 369.0137 | 381.3142 | 369.0137 | 381.3142 | 4380 | 4489.6672 | 0.031233
4659 | Ventilation | Supply Fan | MUA-2 | Uniform | 1.5 | [5 empty] | 1.5 | 0.75 | 0.81875 | 0.66925 | 1.025 |  | 0.5 | All Day | 24.0 | 372 | 336 | 372 | 360 | 372 | 360 | 372 | 372 | 360 | 372 | 360 | 372 | 381.3142 | 344.4128 | 381.3142 | 369.0137 | 381.3142 | 369.0137 | 381.3142 | 381.3142 | 369.0137 | 381.3142 | 369.0137 | 381.3142 | 4380 | 4489.6672 | 0.031233
4660 | Ventilation | Supply Fan | Un-labelled RTU | Uniform | 1.5 | [5 empty] | 1.5 | 0.75 | 0.81875 | 0.66925 | 1.025 |  | 1 | Occupied (Example) | 12.0 | 372 | 336 | 372 | 360 | 372 | 360 | 372 | 372 | 360 | 372 | 360 | 372 | 381.3142 | 344.4128 | 381.3142 | 369.0137 | 381.3142 | 369.0137 | 381.3142 | 381.3142 | 369.0137 | 381.3142 | 369.0137 | 381.3142 | 4380 | 4489.6672 | 1.466
4661 | Ventilation | Exhaust Fan | EF-5 | Uniform | 1.5 | [5 empty] | 1.5 | 0.75 | 0.81875 | 0.66925 | 1.025 |  | 0.5 | 24/7 | 24.0 | 372 | 336 | 372 | 360 | 372 | 360 | 372 | 372 | 360 | 372 | 360 | 372 | 381.3142 | 344.4128 | 381.3142 | 369.0137 | 381.3142 | 369.0137 | 381.3142 | 381.3142 | 369.0137 | 381.3142 | 369.0137 | 381.3142 | 4380 | 4489.6672 | 0.44953
4662 | Ventilation | Exhaust Fan | EF-8 | Uniform | 1.5 | [5 empty] | 1.5 | 0.75 | 0.81875 | 0.66925 | 1.025 |  | 0.5 | 24/7 | 24.0 | 372 | 336 | 372 | 360 | 372 | 360 | 372 | 372 | 360 | 372 | 360 | 372 | 381.3142 | 344.4128 | 381.3142 | 369.0137 | 381.3142 | 369.0137 | 381.3142 | 381.3142 | 369.0137 | 381.3142 | 369.0137 | 381.3142 | 4380 | 4489.6672 | 0.44953
4663 | Ventilation | Fan Coil Unit | FC-27 | Uniform | 1.5 | [5 empty] | 1.5 | 0.75 | 0.81875 | 0.66925 | 1.025 |  | 0.5 | 24/7 | 24.0 | 372 | 336 | 372 | 360 | 372 | 360 | 372 | 372 | 360 | 372 | 360 | 372 | 381.3142 | 344.4128 | 381.3142 | 369.0137 | 381.3142 | 369.0137 | 381.3142 | 381.3142 | 369.0137 | 381.3142 | 369.0137 | 381.3142 | 4380 | 4489.6672 | 0.31375
4664 | Pump | Pump | P-13 | Uniform | 1.5 | [5 empty] | 1.5 | 0.75 | 0.81875 | 0.66925 | 1.025 |  | 0.5 | All Day | 24.0 | 372 | 336 | 372 | 360 | 372 | 360 | 372 | 372 | 360 | 372 | 360 | 372 | 381.3142 | 344.4128 | 381.3142 | 369.0137 | 381.3142 | 369.0137 | 381.3142 | 381.3142 | 369.0137 | 381.3142 | 369.0137 | 381.3142 | 4380 | 4489.6672 | 0.084998
4665 | Pump | Pump | P-14 | Uniform | 1.5 | [5 empty] | 1.5 | 0.75 | 0.81875 | 0.66925 | 1.025 |  | 0.5 | All Day | 24.0 | 372 | 336 | 372 | 360 | 372 | 360 | 372 | 372 | 360 | 372 | 360 | 372 | 381.3142 | 344.4128 | 381.3142 | 369.0137 | 381.3142 | 369.0137 | 381.3142 | 381.3142 | 369.0137 | 381.3142 | 369.0137 | 381.3142 | 4380 | 4489.6672 | 0.084998
4666 | Ventilation | Fan Coil Unit |  | Uniform | 1.5 | [5 empty] | 1.5 | 0.75 | 0.81875 | 0.66925 | 1.025 |  | 1 | Occupied | 12.0 | 372 | 336 | 372 | 360 | 372 | 360 | 372 | 372 | 360 | 372 | 360 | 372 | 381.3142 | 344.4128 | 381.3142 | 369.0137 | 381.3142 | 369.0137 | 381.3142 | 381.3142 | 369.0137 | 381.3142 | 369.0137 | 381.3142 | 4380 | 4489.6672 | 0.5371
4667 | Ventilation | Fan Coil Unit |  | Uniform | 1.5 | [5 empty] | 1.5 | 0.75 | 0.81875 | 0.66925 | 1.025 |  | 1 | Occupied | 12.0 | 372 | 336 | 372 | 360 | 372 | 360 | 372 | 372 | 360 | 372 | 360 | 372 | 381.3142 | 344.4128 | 381.3142 | 369.0137 | 381.3142 | 369.0137 | 381.3142 | 381.3142 | 369.0137 | 381.3142 | 369.0137 | 381.3142 | 4380 | 4489.6672 | 0.5371
4668 | Ventilation | Fan Coil Unit |  | Uniform | 1.5 | [5 empty] | 1.5 | 0.75 | 0.81875 | 0.66925 | 1.025 |  | 1 | Occupied | 12.0 | 372 | 336 | 372 | 360 | 372 | 360 | 372 | 372 | 360 | 372 | 360 | 372 | 381.3142 | 344.4128 | 381.3142 | 369.0137 | 381.3142 | 369.0137 | 381.3142 | 381.3142 | 369.0137 | 381.3142 | 369.0137 | 381.3142 | 4380 | 4489.6672 | 0.5371
4669 | Ventilation | Fan Coil Unit |  | Uniform | 1.5 | [5 empty] | 1.5 | 0.75 | 0.81875 | 0.66925 | 1.025 |  | 1 | Occupied | 12.0 | 372 | 336 | 372 | 360 | 372 | 360 | 372 | 372 | 360 | 372 | 360 | 372 | 381.3142 | 344.4128 | 381.3142 | 369.0137 | 381.3142 | 369.0137 | 381.3142 | 381.3142 | 369.0137 | 381.3142 | 369.0137 | 381.3142 | 4380 | 4489.6672 | 0.5371
4670 | Ventilation | Fan Coil Unit |  | Uniform | 1.5 | [5 empty] | 1.5 | 0.75 | 0.81875 | 0.66925 | 1.025 |  | 1 | Occupied | 12.0 | 372 | 336 | 372 | 360 | 372 | 360 | 372 | 372 | 360 | 372 | 360 | 372 | 381.3142 | 344.4128 | 381.3142 | 369.0137 | 381.3142 | 369.0137 | 381.3142 | 381.3142 | 369.0137 | 381.3142 | 369.0137 | 381.3142 | 4380 | 4489.6672 | 0.5371
4671 | Ventilation | Fan Coil Unit |  | Uniform | 1.5 | [5 empty] | 1.5 | 0.75 | 0.81875 | 0.66925 | 1.025 |  | 1 | Occupied | 12.0 | 372 | 336 | 372 | 360 | 372 | 360 | 372 | 372 | 360 | 372 | 360 | 372 | 381.3142 | 344.4128 | 381.3142 | 369.0137 | 381.3142 | 369.0137 | 381.3142 | 381.3142 | 369.0137 | 381.3142 | 369.0137 | 381.3142 | 4380 | 4489.6672 | 0.5371
4672 | Ventilation | Fan Coil Unit |  | Uniform | 1.5 | [5 empty] | 1.5 | 0.75 | 0.81875 | 0.66925 | 1.025 |  | 1 | Occupied | 12.0 | 372 | 336 | 372 | 360 | 372 | 360 | 372 | 372 | 360 | 372 | 360 | 372 | 381.3142 | 344.4128 | 381.3142 | 369.0137 | 381.3142 | 369.0137 | 381.3142 | 381.3142 | 369.0137 | 381.3142 | 369.0137 | 381.3142 | 4380 | 4489.6672 | 0.5371
4673 | Ventilation | Carl Jrs MUA | MUA-1 | Uniform | 1.5 | [5 empty] | 1.5 | 0.75 | 0.81875 | 0.66925 | 1.025 |  | 1 | Occupied | 12.0 | 372 | 336 | 372 | 360 | 372 | 360 | 372 | 372 | 360 | 372 | 360 | 372 | 381.3142 | 344.4128 | 381.3142 | 369.0137 | 381.3142 | 369.0137 | 381.3142 | 381.3142 | 369.0137 | 381.3142 | 369.0137 | 381.3142 | 4380 | 4489.6672 | 0.5371
4674 | Ventilation | RTU Supply Fan | RTU2 | Uniform | 1.5 | [5 empty] | 1.5 | 0.75 | 0.81875 | 0.66925 | 1.025 |  | 1 | All Day | 24.0 | 744 | 672 | 744 | 720 | 744 | 720 | 744 | 744 | 720 | 744 | 720 | 744 | 762.6284 | 688.8256 | 762.6284 | 738.0275 | 762.6284 | 738.0275 | 762.6284 | 762.6284 | 738.0275 | 762.6284 | 738.0275 | 762.6284 | 8760 | 8979.3344 | 5.9404
4675 | Ventilation | RTU Supply Fan | RTU3 | Uniform | 1.5 | [5 empty] | 1.5 | 0.75 | 0.81875 | 0.66925 | 1.025 |  | 1 | All Day | 24.0 | 744 | 672 | 744 | 720 | 744 | 720 | 744 | 744 | 720 | 744 | 720 | 744 | 762.6284 | 688.8256 | 762.6284 | 738.0275 | 762.6284 | 738.0275 | 762.6284 | 762.6284 | 738.0275 | 762.6284 | 738.0275 | 762.6284 | 8760 | 8979.3344 | 5.9404
4676 | Ventilation | RTU Supply Fan | RTU4 | Uniform | 1.5 | [5 empty] | 1.5 | 0.75 | 0.81875 | 0.66925 | 1.025 |  | 1 | All Day | 24.0 | 744 | 672 | 744 | 720 | 744 | 720 | 744 | 744 | 720 | 744 | 720 | 744 | 762.6284 | 688.8256 | 762.6284 | 738.0275 | 762.6284 | 738.0275 | 762.6284 | 762.6284 | 738.0275 | 762.6284 | 738.0275 | 762.6284 | 8760 | 8979.3344 | 5.9404
4677 | Ventilation | RTU Supply Fan | RTU5 | Uniform | 1.5 | [5 empty] | 1.5 | 0.75 | 0.81875 | 0.66925 | 1.025 |  | 1 | All Day | 24.0 | 744 | 672 | 744 | 720 | 744 | 720 | 744 | 744 | 720 | 744 | 720 | 744 | 762.6284 | 688.8256 | 762.6284 | 738.0275 | 762.6284 | 738.0275 | 762.6284 | 762.6284 | 738.0275 | 762.6284 | 738.0275 | 762.6284 | 8760 | 8979.3344 | 5.9404
4678 | Ventilation | RTU Supply Fan | RTU6 | Uniform | 1.5 | [5 empty] | 1.5 | 0.75 | 0.81875 | 0.66925 | 1.025 |  | 1 | All Day | 24.0 | 744 | 672 | 744 | 720 | 744 | 720 | 744 | 744 | 720 | 744 | 720 | 744 | 762.6284 | 688.8256 | 762.6284 | 738.0275 | 762.6284 | 738.0275 | 762.6284 | 762.6284 | 738.0275 | 762.6284 | 738.0275 | 762.6284 | 8760 | 8979.3344 | 5.9404
4679 | Pump | Pump |  | Uniform | 1.5 | [5 empty] | 1.5 | 0.75 | 0.81875 | 0.66925 | 1.025 |  | 1 | All Day | 24.0 | 744 | 672 | 744 | 720 | 744 | 720 | 744 | 744 | 720 | 744 | 720 | 744 | 762.6284 | 688.8256 | 762.6284 | 738.0275 | 762.6284 | 738.0275 | 762.6284 | 762.6284 | 738.0275 | 762.6284 | 738.0275 | 762.6284 | 8760 | 8979.3344 | 1.0742
4680 | Ventilation | Supply Fan | MUA-1 | Uniform | 1.5 | [5 empty] | 1.5 | 0.75 | 0.81875 | 0.66925 | 1.025 |  | 1 | All Day | 24.0 | 744 | 672 | 744 | 720 | 744 | 720 | 744 | 744 | 720 | 744 | 720 | 744 | 762.6284 | 688.8256 | 762.6284 | 738.0275 | 762.6284 | 738.0275 | 762.6284 | 762.6284 | 738.0275 | 762.6284 | 738.0275 | 762.6284 | 8760 | 8979.3344 | 45.8806
4681 | Ventilation | Return Fan (RF-3) | AHU-3 | Uniform | 1.5 | [5 empty] | 1.5 | 0.75 | 0.81875 | 0.66925 | 1.025 | 1 | 1 | All Day | 24.0 | 744 | 672 | 744 | 720 | 744 | 720 | 744 | 744 | 720 | 744 | 720 | 744 | 762.6284 | 688.8256 | 762.6284 | 738.0275 | 762.6284 | 738.0275 | 762.6284 | 762.6284 | 738.0275 | 762.6284 | 738.0275 | 762.6284 | 8760 | 8979.3344 | 0.64743
4682 | Ventilation | Supply Fan | AHU-14 | Uniform | 1.5 | [5 empty] | 1.5 | 0.75 | 0.81875 | 0.66925 | 1.025 |  | 1 | All Day | 24.0 | 744 | 672 | 744 | 720 | 744 | 720 | 744 | 744 | 720 | 744 | 720 | 744 | 762.6284 | 688.8256 | 762.6284 | 738.0275 | 762.6284 | 738.0275 | 762.6284 | 762.6284 | 738.0275 | 762.6284 | 738.0275 | 762.6284 | 8760 | 8979.3344 | 11.6221
4683 | Ventilation | Exhaust Fan | EF-62 | Uniform | 1.5 | [5 empty] | 1.5 | 0.75 | 0.81875 | 0.66925 | 1.025 |  | 1 |  | 24.0 | 744 | 672 | 744 | 720 | 744 | 720 | 744 | 744 | 720 | 744 | 720 | 744 | 762.6284 | 688.8256 | 762.6284 | 738.0275 | 762.6284 | 738.0275 | 762.6284 | 762.6284 | 738.0275 | 762.6284 | 738.0275 | 762.6284 | 8760 | 8979.3344 | 0.62646
4684 | Ventilation | Supply Fan | RTU-1 | Uniform | 1.5 | [5 empty] | 1.5 | 0.75 | 0.81875 | 0.66925 | 1.025 |  | 1 | All Day | 24.0 | 744 | 672 | 744 | 720 | 744 | 720 | 744 | 744 | 720 | 744 | 720 | 744 | 762.6284 | 688.8256 | 762.6284 | 738.0275 | 762.6284 | 738.0275 | 762.6284 | 762.6284 | 738.0275 | 762.6284 | 738.0275 | 762.6284 | 8760 | 8979.3344 | 0.062466
4685 | Ventilation | Supply Fan | AH-1 | Uniform | 1.5 | [5 empty] | 1.5 | 0.75 | 0.81875 | 0.66925 | 1.025 |  | 1 | All Day | 24.0 | 744 | 672 | 744 | 720 | 744 | 720 | 744 | 744 | 720 | 744 | 720 | 744 | 762.6284 | 688.8256 | 762.6284 | 738.0275 | 762.6284 | 738.0275 | 762.6284 | 762.6284 | 738.0275 | 762.6284 | 738.0275 | 762.6284 | 8760 | 8979.3344 | 0.062466
4686 | Ventilation | Supply Fan | AH-3 | Uniform | 1.5 | [5 empty] | 1.5 | 0.75 | 0.81875 | 0.66925 | 1.025 |  | 1 | All Day | 24.0 | 744 | 672 | 744 | 720 | 744 | 720 | 744 | 744 | 720 | 744 | 720 | 744 | 762.6284 | 688.8256 | 762.6284 | 738.0275 | 762.6284 | 738.0275 | 762.6284 | 762.6284 | 738.0275 | 762.6284 | 738.0275 | 762.6284 | 8760 | 8979.3344 | 0.062466
4687 | Ventilation | Hallway supply fan 1 |  | Uniform | 1.5 | [5 empty] | 1.5 | 0.75 | 0.81875 | 0.66925 | 1.025 |  | 1 | All Day | 24.0 | 744 | 672 | 744 | 720 | 744 | 720 | 744 | 744 | 720 | 744 | 720 | 744 | 762.6284 | 688.8256 | 762.6284 | 738.0275 | 762.6284 | 738.0275 | 762.6284 | 762.6284 | 738.0275 | 762.6284 | 738.0275 | 762.6284 | 8760 | 8979.3344 | 11.5732
4688 | Ventilation | Hallway supply fan 2 |  | Uniform | 1.5 | [5 empty] | 1.5 | 0.75 | 0.81875 | 0.66925 | 1.025 |  | 1 | All Day | 24.0 | 744 | 672 | 744 | 720 | 744 | 720 | 744 | 744 | 720 | 744 | 720 | 744 | 762.6284 | 688.8256 | 762.6284 | 738.0275 | 762.6284 | 738.0275 | 762.6284 | 762.6284 | 738.0275 | 762.6284 | 738.0275 | 762.6284 | 8760 | 8979.3344 | 11.5732
4689 | Ventilation | Hallway supply fan 3 |  | Uniform | 1.5 | [5 empty] | 1.5 | 0.75 | 0.81875 | 0.66925 | 1.025 |  | 1 | All Day | 24.0 | 744 | 672 | 744 | 720 | 744 | 720 | 744 | 744 | 720 | 744 | 720 | 744 | 762.6284 | 688.8256 | 762.6284 | 738.0275 | 762.6284 | 738.0275 | 762.6284 | 762.6284 | 738.0275 | 762.6284 | 738.0275 | 762.6284 | 8760 | 8979.3344 | 11.5732
4690 | Ventilation | Hallway supply fan 1 |  | Uniform | 1.5 | [5 empty] | 1.5 | 0.75 | 0.81875 | 0.66925 | 1.025 |  | 1 | All Day | 24.0 | 744 | 672 | 744 | 720 | 744 | 720 | 744 | 744 | 720 | 744 | 720 | 744 | 762.6284 | 688.8256 | 762.6284 | 738.0275 | 762.6284 | 738.0275 | 762.6284 | 762.6284 | 738.0275 | 762.6284 | 738.0275 | 762.6284 | 8760 | 8979.3344 | 11.5732
4691 | Ventilation | Hallway supply fan 2 |  | Uniform | 1.5 | [5 empty] | 1.5 | 0.75 | 0.81875 | 0.66925 | 1.025 |  | 1 | All Day | 24.0 | 744 | 672 | 744 | 720 | 744 | 720 | 744 | 744 | 720 | 744 | 720 | 744 | 762.6284 | 688.8256 | 762.6284 | 738.0275 | 762.6284 | 738.0275 | 762.6284 | 762.6284 | 738.0275 | 762.6284 | 738.0275 | 762.6284 | 8760 | 8979.3344 | 11.5732
4692 | Ventilation | Hallway supply fan 4 |  | Uniform | 1.5 | [5 empty] | 1.5 | 0.75 | 0.81875 | 0.66925 | 1.025 |  | 1 | All Day | 24.0 | 744 | 672 | 744 | 720 | 744 | 720 | 744 | 744 | 720 | 744 | 720 | 744 | 762.6284 | 688.8256 | 762.6284 | 738.0275 | 762.6284 | 738.0275 | 762.6284 | 762.6284 | 738.0275 | 762.6284 | 738.0275 | 762.6284 | 8760 | 8979.3344 | 11.5732
4693 | AC system | CT#2 Spray Pump | 41-08-004 | Uniform | 1.5 | 1.119 |  |  |  |  | 1.5 | 0.75 | 0.81875 | 0.66925 | 1.025 |  | 1 | All Day | 24.0 | 744 | 672 | 744 | 720 | 744 | 720 | 744 | 744 | 720 | 744 | 720 | 744 | 762.6284 | 688.8256 | 762.6284 | 738.0275 | 762.6284 | 738.0275 | 762.6284 | 762.6284 | 738.0275 | 762.6284 | 738.0275 | 762.6284 | 8760 | 8979.3344 | 6.2614
4694 | Ventilation | Supply Fan | AHU-6 | Uniform | 1.5 | [5 empty] | 1.5 | 0.75 | 0.81875 | 0.66925 | 1.025 | 0.68 | 1 | All Day | 24.0 | 744 | 672 | 744 | 720 | 744 | 720 | 744 | 744 | 720 | 744 | 720 | 744 | 352.6394 | 318.513 | 352.6394 | 341.2639 | 352.6394 | 341.2639 | 352.6394 | 352.6394 | 341.2639 | 352.6394 | 341.2639 | 352.6394 | 8760 | 4152.0442 | 0.21324
4695 | Ventilation | Fumehood EF | FHE-02 | Uniform | 1.5 | [5 empty] | 1.5 | 0.75 | 0.81875 | 0.66925 | 1.025 |  | 1 | All Day | 24.0 | 744 | 672 | 744 | 720 | 744 | 720 | 744 | 744 | 720 | 744 | 720 | 744 | 762.6284 | 688.8256 | 762.6284 | 738.0275 | 762.6284 | 738.0275 | 762.6284 | 762.6284 | 738.0275 | 762.6284 | 738.0275 | 762.6284 | 8760 | 8979.3344 | 0.46116
4696 | Ventilation | Fumehood EF | FHE-03 | Uniform | 1.5 | [5 empty] | 1.5 | 0.75 | 0.81875 | 0.66925 | 1.025 |  | 1 | All Day | 24.0 | 744 | 672 | 744 | 720 | 744 | 720 | 744 | 744 | 720 | 744 | 720 | 744 | 762.6284 | 688.8256 | 762.6284 | 738.0275 | 762.6284 | 738.0275 | 762.6284 | 762.6284 | 738.0275 | 762.6284 | 738.0275 | 762.6284 | 8760 | 8979.3344 | 0.46116
4697 | Ventilation | Fumehood EF | FHE-04 | Uniform | 1.5 | [5 empty] | 1.5 | 0.75 | 0.81875 | 0.66925 | 1.025 |  | 1 | All Day | 24.0 | 744 | 672 | 744 | 720 | 744 | 720 | 744 | 744 | 720 | 744 | 720 | 744 | 762.6284 | 688.8256 | 762.6284 | 738.0275 | 762.6284 | 738.0275 | 762.6284 | 762.6284 | 738.0275 | 762.6284 | 738.0275 | 762.6284 | 8760 | 8979.3344 | 0.46116
4698 | Ventilation | Fumehood EF | FHE-05 | Uniform | 1.5 | [5 empty] | 1.5 | 0.75 | 0.81875 | 0.66925 | 1.025 |  | 1 | All Day | 24.0 | 744 | 672 | 744 | 720 | 744 | 720 | 744 | 744 | 720 | 744 | 720 | 744 | 762.6284 | 688.8256 | 762.6284 | 738.0275 | 762.6284 | 738.0275 | 762.6284 | 762.6284 | 738.0275 | 762.6284 | 738.0275 | 762.6284 | 8760 | 8979.3344 | 0.46116
4699 | Ventilation | Fumehood EF | FHE-06 | Uniform | 1.5 | [5 empty] | 1.5 | 0.75 | 0.81875 | 0.66925 | 1.025 |  | 1 | All Day | 24.0 | 744 | 672 | 744 | 720 | 744 | 720 | 744 | 744 | 720 | 744 | 720 | 744 | 762.6284 | 688.8256 | 762.6284 | 738.0275 | 762.6284 | 738.0275 | 762.6284 | 762.6284 | 738.0275 | 762.6284 | 738.0275 | 762.6284 | 8760 | 8979.3344 | 0.46116
4700 | Ventilation | Fumehood EF | FHE-08 | Uniform | 1.5 | [5 empty] | 1.5 | 0.75 | 0.81875 | 0.66925 | 1.025 |  | 1 | All Day | 24.0 | 744 | 672 | 744 | 720 | 744 | 720 | 744 | 744 | 720 | 744 | 720 | 744 | 762.6284 | 688.8256 | 762.6284 | 738.0275 | 762.6284 | 738.0275 | 762.6284 | 762.6284 | 738.0275 | 762.6284 | 738.0275 | 762.6284 | 8760 | 8979.3344 | 0.46116
4701 | Ventilation | Fumehood EF | FHE-09 | Uniform | 1.5 | [5 empty] | 1.5 | 0.75 | 0.81875 | 0.66925 | 1.025 |  | 1 | All Day | 24.0 | 744 | 672 | 744 | 720 | 744 | 720 | 744 | 744 | 720 | 744 | 720 | 744 | 762.6284 | 688.8256 | 762.6284 | 738.0275 | 762.6284 | 738.0275 | 762.6284 | 762.6284 | 738.0275 | 762.6284 | 738.0275 | 762.6284 | 8760 | 8979.3344 | 0.46116
4702 | Ventilation | Fumehood EF | FHE-11 | Uniform | 1.5 | [5 empty] | 1.5 | 0.75 | 0.81875 | 0.66925 | 1.025 |  | 1 | All Day | 24.0 | 744 | 672 | 744 | 720 | 744 | 720 | 744 | 744 | 720 | 744 | 720 | 744 | 762.6284 | 688.8256 | 762.6284 | 738.0275 | 762.6284 | 738.0275 | 762.6284 | 762.6284 | 738.0275 | 762.6284 | 738.0275 | 762.6284 | 8760 | 8979.3344 | 0.46116
4703 | Ventilation | Fumehood EF | FHE-13 | Uniform | 1.5 | [5 empty] | 1.5 | 0.75 | 0.81875 | 0.66925 | 1.025 |  | 1 | All Day | 24.0 | 744 | 672 | 744 | 720 | 744 | 720 | 744 | 744 | 720 | 744 | 720 | 744 | 762.6284 | 688.8256 | 762.6284 | 738.0275 | 762.6284 | 738.0275 | 762.6284 | 762.6284 | 738.0275 | 762.6284 | 738.0275 | 762.6284 | 8760 | 8979.3344 | 0.46116
4704 | Ventilation | Supply Fan | AHU-1 | Uniform | 1.5 | [5 empty] | 1.5 | 0.75 | 0.81875 | 0.66925 | 1.025 |  | 1 | All Day | 24.0 | 744 | 672 | 744 | 720 | 744 | 720 | 744 | 744 | 720 | 744 | 720 | 744 | 762.6284 | 688.8256 | 762.6284 | 738.0275 | 762.6284 | 738.0275 | 762.6284 | 762.6284 | 738.0275 | 762.6284 | 738.0275 | 762.6284 | 8760 | 8979.3344 | 1.78
4705 | Ventilation | Supply Fan | AHU-2 | Uniform | 1.5 | [5 empty] | 1.5 | 0.75 | 0.81875 | 0.66925 | 1.025 |  | 1 | All Day | 24.0 | 744 | 672 | 744 | 720 | 744 | 720 | 744 | 744 | 720 | 744 | 720 | 744 | 762.6284 | 688.8256 | 762.6284 | 738.0275 | 762.6284 | 738.0275 | 762.6284 | 762.6284 | 738.0275 | 762.6284 | 738.0275 | 762.6284 | 8760 | 8979.3344 | 1.78
4706 | Ventilation | Exhaust fan | EF-21 | Uniform | 1.5 | [5 empty] | 1.5 | 0.75 | 0.81875 | 0.66925 | 1.025 |  | 1 | All Day | 24.0 | 744 | 672 | 744 | 720 | 744 | 720 | 744 | 744 | 720 | 744 | 720 | 744 | 762.6284 | 688.8256 | 762.6284 | 738.0275 | 762.6284 | 738.0275 | 762.6284 | 762.6284 | 738.0275 | 762.6284 | 738.0275 | 762.6284 | 8760 | 8979.3344 | 1.1099
4707 | Ventilation | Supply Fan |  | Uniform | 1.5 | [5 empty] | 1.5 | 0.75 | 0.81875 | 0.66925 | 1.025 |  | 1 | All Day | 24.0 | 744 | 672 | 744 | 720 | 744 | 720 | 744 | 744 | 720 | 744 | 720 | 744 | 762.6284 | 688.8256 | 762.6284 | 738.0275 | 762.6284 | 738.0275 | 762.6284 | 762.6284 | 738.0275 | 762.6284 | 738.0275 | 762.6284 | 8760 | 8979.3344 | 1.5137
4708 | Ventilation | Exhaust Fan | EF-5 | Uniform | 1.5 | [5 empty] | 1.5 | 0.75 | 0.81875 | 0.66925 | 1.025 |  | 1 | All Day | 24.0 | 744 | 672 | 744 | 720 | 744 | 720 | 744 | 744 | 720 | 744 | 720 | 744 | 762.6284 | 688.8256 | 762.6284 | 738.0275 | 762.6284 | 738.0275 | 762.6284 | 762.6284 | 738.0275 | 762.6284 | 738.0275 | 762.6284 | 8760 | 8979.3344 | 32.7526
4709 | Ventilation | Exhaust Fan | EF-62 | Uniform | 1.5 | [5 empty] | 1.5 | 0.75 | 0.81875 | 0.66925 | 1.025 |  | 1 |  | 24.0 | 744 | 672 | 744 | 720 | 744 | 720 | 744 | 744 | 720 | 744 | 720 | 744 | 762.6284 | 688.8256 | 762.6284 | 738.0275 | 762.6284 | 738.0275 | 762.6284 | 762.6284 | 738.0275 | 762.6284 | 738.0275 | 762.6284 | 8760 | 8979.3344 | 0.632
4710 | Ventilation | AHU-101 SF 101 | SF-101 | Uniform | 1.5 | [5 empty] | 1.5 | 0.75 | 0.81875 | 0.66925 | 1.025 |  | 1 | All Day | 24.0 | 744 | 672 | 744 | 720 | 744 | 720 | 744 | 744 | 720 | 744 | 720 | 744 | 762.6284 | 688.8256 | 762.6284 | 738.0275 | 762.6284 | 738.0275 | 762.6284 | 762.6284 | 738.0275 | 762.6284 | 738.0275 | 762.6284 | 8760 | 8979.3344 | 0.1797
4711 | Ventilation | AHU-104 EF 104A | EAX-104A | Uniform | 1.5 | [5 empty] | 1.5 | 0.75 | 0.81875 | 0.66925 | 1.025 |  | 1 | All Day | 24.0 | 744 | 672 | 744 | 720 | 744 | 720 | 744 | 744 | 720 | 744 | 720 | 744 | 762.6284 | 688.8256 | 762.6284 | 738.0275 | 762.6284 | 738.0275 | 762.6284 | 762.6284 | 738.0275 | 762.6284 | 738.0275 | 762.6284 | 8760 | 8979.3344 | 0.1797
4712 | Ventilation | AHU-105 EF 105A | EAX-105A | Uniform | 1.5 | [5 empty] | 1.5 | 0.75 | 0.81875 | 0.66925 | 1.025 |  | 1 | All Day | 24.0 | 744 | 672 | 744 | 720 | 744 | 720 | 744 | 744 | 720 | 744 | 720 | 744 | 762.6284 | 688.8256 | 762.6284 | 738.0275 | 762.6284 | 738.0275 | 762.6284 | 762.6284 | 738.0275 | 762.6284 | 738.0275 | 762.6284 | 8760 | 8979.3344 | 0.1797
4713 | Ventilation | AHU-105 EF 105 | EAX-105 | Uniform | 1.5 | [5 empty] | 1.5 | 0.75 | 0.81875 | 0.66925 | 1.025 |  | 1 | All Day | 24.0 | 744 | 672 | 744 | 720 | 744 | 720 | 744 | 744 | 720 | 744 | 720 | 744 | 762.6284 | 688.8256 | 762.6284 | 738.0275 | 762.6284 | 738.0275 | 762.6284 | 762.6284 | 738.0275 | 762.6284 | 738.0275 | 762.6284 | 8760 | 8979.3344 | 0.1797
4714 | Ventilation | AHU-B05 RF B05B (Stage 1) | RAX-B05B(1) | Uniform | 1.5 | [5 empty] | 1.5 | 0.75 | 0.81875 | 0.66925 | 1.025 |  | 1 | All Day | 24.0 | 744 | 672 | 744 | 720 | 744 | 720 | 744 | 744 | 720 | 744 | 720 | 744 | 762.6284 | 688.8256 | 762.6284 | 738.0275 | 762.6284 | 738.0275 | 762.6284 | 762.6284 | 738.0275 | 762.6284 | 738.0275 | 762.6284 | 8760 | 8979.3344 | 0.1797
4715 | Pump | GEOTHERMAL FIELD PUMP | GL-P4 | Uniform | 1.5 | [5 empty] | 1.5 | 0.75 | 0.81875 | 0.66925 | 1.025 |  | 1 | All Day | 24.0 | 744 | 672 | 744 | 720 | 744 | 720 | 744 | 744 | 720 | 744 | 720 | 744 | 762.6284 | 688.8256 | 762.6284 | 738.0275 | 762.6284 | 738.0275 | 762.6284 | 762.6284 | 738.0275 | 762.6284 | 738.0275 | 762.6284 | 8760 | 8979.3344 | 1.4934
4716 | Ventilation | Supply Fan | MUA-4 | Uniform | 1.5 | [5 empty] | 1.5 | 0.75 | 0.81875 | 0.66925 | 1.025 |  | 1 | All Day | 24.0 | 744 | 672 | 744 | 720 | 744 | 720 | 744 | 744 | 720 | 744 | 720 | 744 | 762.6284 | 688.8256 | 762.6284 | 738.0275 | 762.6284 | 738.0275 | 762.6284 | 762.6284 | 738.0275 | 762.6284 | 738.0275 | 762.6284 | 8760 | 8979.3344 | 5.4522
4717 | Ventilation | Supply Fan | RTU03 | Uniform | 1.5 | [5 empty] | 1.5 | 0.75 | 0.81875 | 0.66925 | 1.025 |  | 1 |  | 24.0 | 744 | 672 | 744 | 720 | 744 | 720 | 744 | 744 | 720 | 744 | 720 | 744 | 762.6284 | 688.8256 | 762.6284 | 738.0275 | 762.6284 | 738.0275 | 762.6284 | 762.6284 | 738.0275 | 762.6284 | 738.0275 | 762.6284 | 8760 | 8979.3344 | 2.9949
4718 | Ventilation | Exhaust Fan | HRV-1 | Uniform | 1.5 | [5 empty] | 1.5 | 0.75 | 0.81875 | 0.66925 | 1.025 |  | 1 | All Day | 24.0 | 744 | 672 | 744 | 720 | 744 | 720 | 744 | 744 | 720 | 744 | 720 | 744 | 762.6284 | 688.8256 | 762.6284 | 738.0275 | 762.6284 | 738.0275 | 762.6284 | 762.6284 | 738.0275 | 762.6284 | 738.0275 | 762.6284 | 8760 | 8979.3344 | 11.1496
4719 | Ventilation | Supply Fan | R-AHU6 | Uniform | 1.5 | [5 empty] | 1.5 | 0.75 | 0.81875 | 0.66925 | 1.025 |  | 1 | All Day | 24.0 | 744 | 672 | 744 | 720 | 744 | 720 | 744 | 744 | 720 | 744 | 720 | 744 | 762.6284 | 688.8256 | 762.6284 | 738.0275 | 762.6284 | 738.0275 | 762.6284 | 762.6284 | 738.0275 | 762.6284 | 738.0275 | 762.6284 | 8760 | 8979.3344 | 4.2149
4720 | Ventilation | Supply Fan | ACU-101 | Uniform | 1.5 | [5 empty] | 1.5 | 0.75 | 0.81875 | 0.66925 | 1.025 |  | 1 | All Day | 24.0 | 744 | 672 | 744 | 720 | 744 | 720 | 744 | 744 | 720 | 744 | 720 | 744 | 762.6284 | 688.8256 | 762.6284 | 738.0275 | 762.6284 | 738.0275 | 762.6284 | 762.6284 | 738.0275 | 762.6284 | 738.0275 | 762.6284 | 8760 | 8979.3344 | 1.2391
4721 | Ventilation | Exhaust Fan | EF-23 & EF-24 | Uniform | 1.5 | [5 empty] | 1.5 | 0.75 | 0.81875 | 0.66925 | 1.025 |  | 1 | 24h 7d | 24.0 | 744 | 672 | 744 | 720 | 744 | 720 | 744 | 744 | 720 | 744 | 720 | 744 | 762.6284 | 688.8256 | 762.6284 | 738.0275 | 762.6284 | 738.0275 | 762.6284 | 762.6284 | 738.0275 | 762.6284 | 738.0275 | 762.6284 | 8760 | 8979.3344 | 1.0652
4722 | Pump | Circulation Pump | P-6 | Uniform | 1.5 | [5 empty] | 1.5 | 0.75 | 0.81875 | 0.66925 | 1.025 |  | 1 | All Day | 24.0 | 744 | 672 | 744 | 720 | 744 | 720 | 744 | 744 | 720 | 744 | 720 | 744 | 762.6284 | 688.8256 | 762.6284 | 738.0275 | 762.6284 | 738.0275 | 762.6284 | 762.6284 | 738.0275 | 762.6284 | 738.0275 | 762.6284 | 8760 | 8979.3344 | 1.9111
4723 | Ventilation | Hallway supply fan 1 |  | Uniform | 1.5 | [5 empty] | 1.5 | 0.75 | 0.81875 | 0.66925 | 1.025 |  | 1 | All Day | 24.0 | 744 | 672 | 744 | 720 | 744 | 720 | 744 | 744 | 720 | 744 | 720 | 744 | 762.6284 | 688.8256 | 762.6284 | 738.0275 | 762.6284 | 738.0275 | 762.6284 | 762.6284 | 738.0275 | 762.6284 | 738.0275 | 762.6284 | 8760 | 8979.3344 | 11.5732
4724 | Ventilation | Hallway supply fan 2 |  | Uniform | 1.5 | [5 empty] | 1.5 | 0.75 | 0.81875 | 0.66925 | 1.025 |  | 1 | All Day | 24.0 | 744 | 672 | 744 | 720 | 744 | 720 | 744 | 744 | 720 | 744 | 720 | 744 | 762.6284 | 688.8256 | 762.6284 | 738.0275 | 762.6284 | 738.0275 | 762.6284 | 762.6284 | 738.0275 | 762.6284 | 738.0275 | 762.6284 | 8760 | 8979.3344 | 11.5732
4725 | Ventilation | Hallway supply fan 3 |  | Uniform | 1.5 | [5 empty] | 1.5 | 0.75 | 0.81875 | 0.66925 | 1.025 |  | 1 | All Day | 24.0 | 744 | 672 | 744 | 720 | 744 | 720 | 744 | 744 | 720 | 744 | 720 | 744 | 762.6284 | 688.8256 | 762.6284 | 738.0275 | 762.6284 | 738.0275 | 762.6284 | 762.6284 | 738.0275 | 762.6284 | 738.0275 | 762.6284 | 8760 | 8979.3344 | 11.5732
4726 | Ventilation | Hallway supply fan 1 |  | Uniform | 1.5 | [5 empty] | 1.5 | 0.75 | 0.81875 | 0.66925 | 1.025 |  | 1 | All Day | 24.0 | 744 | 672 | 744 | 720 | 744 | 720 | 744 | 744 | 720 | 744 | 720 | 744 | 762.6284 | 688.8256 | 762.6284 | 738.0275 | 762.6284 | 738.0275 | 762.6284 | 762.6284 | 738.0275 | 762.6284 | 738.0275 | 762.6284 | 8760 | 8979.3344 | 11.5732
4727 | Ventilation | Hallway supply fan 2 |  | Uniform | 1.5 | [5 empty] | 1.5 | 0.75 | 0.81875 | 0.66925 | 1.025 |  | 1 | All Day | 24.0 | 744 | 672 | 744 | 720 | 744 | 720 | 744 | 744 | 720 | 744 | 720 | 744 | 762.6284 | 688.8256 | 762.6284 | 738.0275 | 762.6284 | 738.0275 | 762.6284 | 762.6284 | 738.0275 | 762.6284 | 738.0275 | 762.6284 | 8760 | 8979.3344 | 11.5732
4728 | Ventilation | Hallway supply fan 4 |  | Uniform | 1.5 | [5 empty] | 1.5 | 0.75 | 0.81875 | 0.66925 | 1.025 |  | 1 | All Day | 24.0 | 744 | 672 | 744 | 720 | 744 | 720 | 744 | 744 | 720 | 744 | 720 | 744 | 762.6284 | 688.8256 | 762.6284 | 738.0275 | 762.6284 | 738.0275 | 762.6284 | 762.6284 | 738.0275 | 762.6284 | 738.0275 | 762.6284 | 8760 | 8979.3344 | 11.5732
4729 | Pump | Pump |  | Uniform | 1.5 | [5 empty] | 1.5 | 0.75 | 0.81875 | 0.66925 | 1.025 |  | 1 | All Day | 24.0 | 744 | 672 | 744 | 720 | 744 | 720 | 744 | 744 | 720 | 744 | 720 | 744 | 762.6284 | 688.8256 | 762.6284 | 738.0275 | 762.6284 | 738.0275 | 762.6284 | 762.6284 | 738.0275 | 762.6284 | 738.0275 | 762.6284 | 8760 | 8979.3344 | 1.0742
4730 | Ventilation | Exhaust Fan | FNE008-VTC | Uniform | 1.5 | [5 empty] | 1.5 | 0.75 | 0.81875 | 0.66925 | 1.025 |  | 1 | All Day | 24.0 | 744 | 672 | 744 | 720 | 744 | 720 | 744 | 744 | 720 | 744 | 720 | 744 | 762.6284 | 688.8256 | 762.6284 | 738.0275 | 762.6284 | 738.0275 | 762.6284 | 762.6284 | 738.0275 | 762.6284 | 738.0275 | 762.6284 | 8760 | 8979.3344 | 0.50251
4731 | Ventilation | Exhaust Fan | FNE011-VTC | Uniform | 1.5 | [5 empty] | 1.5 | 0.75 | 0.81875 | 0.66925 | 1.025 |  | 1 | All Day | 24.0 | 744 | 672 | 744 | 720 | 744 | 720 | 744 | 744 | 720 | 744 | 720 | 744 | 762.6284 | 688.8256 | 762.6284 | 738.0275 | 762.6284 | 738.0275 | 762.6284 | 762.6284 | 738.0275 | 762.6284 | 738.0275 | 762.6284 | 8760 | 8979.3344 | 0.50251
4732 | Ventilation | Exhaust Fan | FNE016-VTC | Uniform | 1.5 | [5 empty] | 1.5 | 0.75 | 0.81875 | 0.66925 | 1.025 |  | 1 | All Day | 24.0 | 744 | 672 | 744 | 720 | 744 | 720 | 744 | 744 | 720 | 744 | 720 | 744 | 762.6284 | 688.8256 | 762.6284 | 738.0275 | 762.6284 | 738.0275 | 762.6284 | 762.6284 | 738.0275 | 762.6284 | 738.0275 | 762.6284 | 8760 | 8979.3344 | 0.50251
4733 | Ventilation | Exhaust Fan | FNE018-VTC | Uniform | 1.5 | [5 empty] | 1.5 | 0.75 | 0.81875 | 0.66925 | 1.025 |  | 1 | All Day | 24.0 | 744 | 672 | 744 | 720 | 744 | 720 | 744 | 744 | 720 | 744 | 720 | 744 | 762.6284 | 688.8256 | 762.6284 | 738.0275 | 762.6284 | 738.0275 | 762.6284 | 762.6284 | 738.0275 | 762.6284 | 738.0275 | 762.6284 | 8760 | 8979.3344 | 0.50251
4734 | Ventilation | Supply Fan (Thermal Management Unit) | AC0018-VTC | Uniform | 1.5 | [5 empty] | 1.5 | 0.75 | 0.81875 | 0.66925 | 1.025 |  | 1 | All Day | 24.0 | 744 | 672 | 744 | 720 | 744 | 720 | 744 | 744 | 720 | 744 | 720 | 744 | 762.6284 | 688.8256 | 762.6284 | 738.0275 | 762.6284 | 738.0275 | 762.6284 | 762.6284 | 738.0275 | 762.6284 | 738.0275 | 762.6284 | 8760 | 8979.3344 | 0.50251
4735 | Ventilation | Exhaust Fan | EF-40 | Uniform | 1.5 | [5 empty] | 1.5 | 0.75 | 0.81875 | 0.66925 | 1.025 |  | 1 | All Day | 24.0 | 744 | 672 | 744 | 720 | 744 | 720 | 744 | 744 | 720 | 744 | 720 | 744 | 762.6284 | 688.8256 | 762.6284 | 738.0275 | 762.6284 | 738.0275 | 762.6284 | 762.6284 | 738.0275 | 762.6284 | 738.0275 | 762.6284 | 8760 | 8979.3344 | 0.35633
4736 | Ventilation | Kitchen Exhaust Fan | EF-2 | Uniform | 1.5 | [5 empty] | 1.5 | 0.75 | 0.81875 | 0.66925 | 1.025 |  | 1 | AC-4 | 17.0 | 527 | 476 | 527 | 510 | 527 | 510 | 527 | 527 | 510 | 527 | 510 | 527 | 540.1951 | 487.9182 | 540.1951 | 522.7695 | 540.1951 | 522.7695 | 540.1951 | 540.1951 | 522.7695 | 540.1951 | 522.7695 | 540.1951 | 6205 | 6360.3618 | 0.5651
4737 | Pump | AH1 HEATING COIL | AH1-P1 | Heating 1 | 1.5 | [5 empty] | 1.5 | 0.75 | 0.81875 | 0.66925 | 1.025 |  | 1 | AHU-1 | 12.5 | 387.5 | 350 | 348.75 | 187.5 | 155 | 37.5 | 0 | 0 | 37.5 | 155 | 150 | 271.25 | 397.2023 | 358.7634 | 357.4821 | 192.1947 | 158.8809 | 38.4389 | 0 | 0 | 38.4389 | 158.8809 | 153.7557 | 278.0416 | 2080 | 2132.0794 | 0.35461
4738 | Ventilation | Exhaust Fan | AH-10 OR L5-F-01 | Fall | 1.5 | [5 empty] | 1.5 | 0.75 | 0.81875 | 0.66925 | 1.025 | 0.66667 | 1 | HA-AH-10-Fal | 13.25 | 0 | 0 | 0 | 0 | 0 | 0 | 0 | 0 | 397.5 | 410.75 | 397.5 | 410.75 | 0 | 0 | 0 | 0 | 0 | 0 | 0 | 0 | 181.0901 | 187.1264 | 181.0901 | 187.1264 | 1616.5 | 736.433 | 0.035306
4739 | Pump | GEOTHERMAL FIELD PUMP | GL-P3 | Uniform | 1.5 | [5 empty] | 1.5 | 0.75 | 0.81875 | 0.66925 | 1.025 |  | 0.1 | All Day | 24.0 | 74.4 | 67.2 | 74.4 | 72 | 74.4 | 72 | 74.4 | 74.4 | 72 | 74.4 | 72 | 74.4 | 76.2628 | 68.8826 | 76.2628 | 73.8027 | 76.2628 | 73.8027 | 76.2628 | 76.2628 | 73.8027 | 76.2628 | 73.8027 | 76.2628 | 876 | 897.9334 | 0.14934
4740 | Pump | Pump | P-23 | Uniform | 1.5 | [5 empty] | 1.5 | 0.75 | 0.81875 | 0.66925 | 1.025 |  | 0.1 | All Day | 24.0 | 74.4 | 67.2 | 74.4 | 72 | 74.4 | 72 | 74.4 | 74.4 | 72 | 74.4 | 72 | 74.4 | 76.2628 | 68.8826 | 76.2628 | 73.8027 | 76.2628 | 73.8027 | 76.2628 | 76.2628 | 73.8027 | 76.2628 | 73.8027 | 76.2628 | 876 | 897.9334 | 0.017
4741 | Pump | Pump | SP-3 | Uniform | 1.5 | [5 empty] | 1.5 | 0.75 | 0.81875 | 0.66925 | 1.025 |  | 0.1 | All Day | 24.0 | 74.4 | 67.2 | 74.4 | 72 | 74.4 | 72 | 74.4 | 74.4 | 72 | 74.4 | 72 | 74.4 | 76.2628 | 68.8826 | 76.2628 | 73.8027 | 76.2628 | 73.8027 | 76.2628 | 76.2628 | 73.8027 | 76.2628 | 73.8027 | 76.2628 | 876 | 897.9334 | 0.017
4742 | Pump | Pump | SP-4 | Uniform | 1.5 | [5 empty] | 1.5 | 0.75 | 0.81875 | 0.66925 | 1.025 |  | 0.1 | All Day | 24.0 | 74.4 | 67.2 | 74.4 | 72 | 74.4 | 72 | 74.4 | 74.4 | 72 | 74.4 | 72 | 74.4 | 76.2628 | 68.8826 | 76.2628 | 73.8027 | 76.2628 | 73.8027 | 76.2628 | 76.2628 | 73.8027 | 76.2628 | 73.8027 | 76.2628 | 876 | 897.9334 | 0.017
4743 | Ventilation | AHU-B03 EF | EAX-B03A | Uniform | 1.5 |  |  |  |  | 1.9 | 1.5 | 0.75 | 0.81875 | 0.66925 | 1.025 |  | 0.2 | All Day | 24.0 | 148.8 | 134.4 | 148.8 | 144 | 148.8 | 144 | 148.8 | 148.8 | 144 | 148.8 | 144 | 148.8 | 152.5257 | 137.7651 | 152.5257 | 147.6055 | 152.5257 | 147.6055 | 152.5257 | 152.5257 | 147.6055 | 152.5257 | 147.6055 | 152.5257 | 1752 | 1795.8669 | 0.03594
4744 | Ventilation | Exhaust Fan | FNE007-VTC | Uniform | 1.5 | [5 empty] | 1.5 | 0.75 | 0.81875 | 0.66925 | 1.025 |  | 0.2 | All Day | 24.0 | 148.8 | 134.4 | 148.8 | 144 | 148.8 | 144 | 148.8 | 148.8 | 144 | 148.8 | 144 | 148.8 | 152.5257 | 137.7651 | 152.5257 | 147.6055 | 152.5257 | 147.6055 | 152.5257 | 152.5257 | 147.6055 | 152.5257 | 147.6055 | 152.5257 | 1752 | 1795.8669 | 0.1005
4745 | Ventilation | Exhaust Fan | FNE009-VTC | Uniform | 1.5 | [5 empty] | 1.5 | 0.75 | 0.81875 | 0.66925 | 1.025 |  | 0.2 | All Day | 24.0 | 148.8 | 134.4 | 148.8 | 144 | 148.8 | 144 | 148.8 | 148.8 | 144 | 148.8 | 144 | 148.8 | 152.5257 | 137.7651 | 152.5257 | 147.6055 | 152.5257 | 147.6055 | 152.5257 | 152.5257 | 147.6055 | 152.5257 | 147.6055 | 152.5257 | 1752 | 1795.8669 | 0.1005
4746 | Ventilation | Exhaust Fan | FNE010-VTC | Uniform | 1.5 | [5 empty] | 1.5 | 0.75 | 0.81875 | 0.66925 | 1.025 |  | 0.2 | All Day | 24.0 | 148.8 | 134.4 | 148.8 | 144 | 148.8 | 144 | 148.8 | 148.8 | 144 | 148.8 | 144 | 148.8 | 152.5257 | 137.7651 | 152.5257 | 147.6055 | 152.5257 | 147.6055 | 152.5257 | 152.5257 | 147.6055 | 152.5257 | 147.6055 | 152.5257 | 1752 | 1795.8669 | 0.1005
4747 | Ventilation | Exhaust Fan | FNE012-VTC | Uniform | 1.5 | [5 empty] | 1.5 | 0.75 | 0.81875 | 0.66925 | 1.025 |  | 0.2 | All Day | 24.0 | 148.8 | 134.4 | 148.8 | 144 | 148.8 | 144 | 148.8 | 148.8 | 144 | 148.8 | 144 | 148.8 | 152.5257 | 137.7651 | 152.5257 | 147.6055 | 152.5257 | 147.6055 | 152.5257 | 152.5257 | 147.6055 | 152.5257 | 147.6055 | 152.5257 | 1752 | 1795.8669 | 0.1005
4748 | Ventilation | Exhaust Fan | FNE015-VTC | Uniform | 1.5 | [5 empty] | 1.5 | 0.75 | 0.81875 | 0.66925 | 1.025 |  | 0.2 | All Day | 24.0 | 148.8 | 134.4 | 148.8 | 144 | 148.8 | 144 | 148.8 | 148.8 | 144 | 148.8 | 144 | 148.8 | 152.5257 | 137.7651 | 152.5257 | 147.6055 | 152.5257 | 147.6055 | 152.5257 | 152.5257 | 147.6055 | 152.5257 | 147.6055 | 152.5257 | 1752 | 1795.8669 | 0.1005
4749 | Ventilation | Exhaust Fan | FNE019-VTC | Uniform | 1.5 | [5 empty] | 1.5 | 0.75 | 0.81875 | 0.66925 | 1.025 |  | 0.2 | All Day | 24.0 | 148.8 | 134.4 | 148.8 | 144 | 148.8 | 144 | 148.8 | 148.8 | 144 | 148.8 | 144 | 148.8 | 152.5257 | 137.7651 | 152.5257 | 147.6055 | 152.5257 | 147.6055 | 152.5257 | 152.5257 | 147.6055 | 152.5257 | 147.6055 | 152.5257 | 1752 | 1795.8669 | 0.1005
4750 | Ventilation | Exhaust Fan | FNE020-VTC | Uniform | 1.5 | [5 empty] | 1.5 | 0.75 | 0.81875 | 0.66925 | 1.025 |  | 0.2 | All Day | 24.0 | 148.8 | 134.4 | 148.8 | 144 | 148.8 | 144 | 148.8 | 148.8 | 144 | 148.8 | 144 | 148.8 | 152.5257 | 137.7651 | 152.5257 | 147.6055 | 152.5257 | 147.6055 | 152.5257 | 152.5257 | 147.6055 | 152.5257 | 147.6055 | 152.5257 | 1752 | 1795.8669 | 0.1005
4751 | Ventilation | Exhaust Fan | FNE022-VTC | Uniform | 1.5 | [5 empty] | 1.5 | 0.75 | 0.81875 | 0.66925 | 1.025 |  | 0.2 | All Day | 24.0 | 148.8 | 134.4 | 148.8 | 144 | 148.8 | 144 | 148.8 | 148.8 | 144 | 148.8 | 144 | 148.8 | 152.5257 | 137.7651 | 152.5257 | 147.6055 | 152.5257 | 147.6055 | 152.5257 | 152.5257 | 147.6055 | 152.5257 | 147.6055 | 152.5257 | 1752 | 1795.8669 | 0.1005
4752 | Ventilation | Exhaust fan | F-12 (EF-12) | Uniform | 1.5 | [5 empty] | 1.5 | 0.75 | 0.81875 | 0.66925 | 1.025 | 0.9 | 1 | AHU-4 | 15.0 | 465 | 420 | 465 | 450 | 465 | 450 | 465 | 465 | 450 | 465 | 450 | 465 | 386.0806 | 348.718 | 386.0806 | 373.6264 | 386.0806 | 373.6264 | 386.0806 | 386.0806 | 373.6264 | 386.0806 | 373.6264 | 386.0806 | 5475 | 4545.788 | 0.56189
4753 | Ventilation | Exhaust Fan | AH-10 OR L5-F-01 | Summer | 1.5 | [5 empty] | 1.5 | 0.75 | 0.81875 | 0.66925 | 1.025 | 0.66667 | 1 | HA-AH-10-Sum | 13.25 | 0 | 0 | 0 | 0 | 410.75 | 397.5 | 410.75 | 410.75 | 0 | 0 | 0 | 0 | 0 | 0 | 0 | 0 | 187.1264 | 181.0901 | 187.1264 | 187.1264 | 0 | 0 | 0 | 0 | 1629.75 | 742.4693 | 0.035595
4754 | Miscellaneous electricity | Compressor |  | Uniform | 1.5 | [5 empty] | 1.5 | 0.75 | 0.81875 | 0.66925 | 1.025 |  | 0.3 | All Day | 24.0 | 223.2 | 201.6 | 223.2 | 216 | 223.2 | 216 | 223.2 | 223.2 | 216 | 223.2 | 216 | 223.2 | 228.7885 | 206.6477 | 228.7885 | 221.4082 | 228.7885 | 221.4082 | 228.7885 | 228.7885 | 221.4082 | 228.7885 | 221.4082 | 228.7885 | 2628 | 2693.8003 | 0.76035
4755 | AC system | MRI Chiller, Fan |  | Uniform | 1.5 | [5 empty] | 1.5 | 0.75 | 0.81875 | 0.66925 | 1.025 |  | 0.3 | All Day | 24.0 | 223.2 | 201.6 | 223.2 | 216 | 223.2 | 216 | 223.2 | 223.2 | 216 | 223.2 | 216 | 223.2 | 228.7885 | 206.6477 | 228.7885 | 221.4082 | 228.7885 | 221.4082 | 228.7885 | 228.7885 | 221.4082 | 228.7885 | 221.4082 | 228.7885 | 2628 | 2693.8003 | 0.050999
4756 | Ventilation | Air Handling Unit | AH-16 | Uniform | 1.5 | [5 empty] | 1.5 | 0.75 | 0.81875 | 0.66925 | 1.025 |  | 1 | AH 2-4, 9-16 | 9.0 | 279 | 252 | 279 | 270 | 279 | 270 | 279 | 279 | 270 | 279 | 270 | 279 | 285.9856 | 258.3096 | 285.9856 | 276.7603 | 285.9856 | 276.7603 | 285.9856 | 285.9856 | 276.7603 | 285.9856 | 276.7603 | 285.9856 | 3285 | 3367.2504 | 0.41473
4757 | Ventilation | Air Handling Unit | AH-16 | Uniform | 1.5 | [5 empty] | 1.5 | 0.75 | 0.81875 | 0.66925 | 1.025 |  | 1 | AH 2-4, 9-16 | 9.0 | 279 | 252 | 279 | 270 | 279 | 270 | 279 | 279 | 270 | 279 | 270 | 279 | 285.9856 | 258.3096 | 285.9856 | 276.7603 | 285.9856 | 276.7603 | 285.9856 | 285.9856 | 276.7603 | 285.9856 | 276.7603 | 285.9856 | 3285 | 3367.2504 | 0.41473
4758 | Ventilation | Exhaust fan | F-12 (EF-12) | Uniform | 1.5 | [5 empty] | 1.5 | 0.75 | 0.81875 | 0.66925 | 1.025 | 0.5 | 1 | AHU-4 - Night | 9.0 | 279 | 252 | 279 | 270 | 279 | 270 | 279 | 279 | 270 | 279 | 270 | 279 | 71.4964 | 64.5774 | 71.4964 | 69.1901 | 71.4964 | 69.1901 | 71.4964 | 71.4964 | 69.1901 | 71.4964 | 69.1901 | 71.4964 | 3285 | 841.8126 | 0.10405
4759 | Ventilation | Exhaust Fan | EF-1 | Uniform | 1.5 | [5 empty] | 1.5 | 0.75 | 0.81875 | 0.66925 | 1.025 |  | 1 | Occupied | 17.5 | 542.5 | 441 | 542.5 | 525 | 488.25 | 210 | 108.5 | 54.25 | 315 | 542.5 | 525 | 542.5 | 556.0832 | 452.0418 | 556.0832 | 538.145 | 500.4749 | 215.258 | 111.2166 | 55.6083 | 322.887 | 556.0832 | 538.145 | 556.0832 | 4837 | 4958.1096 | 2.1537
4760 | Ventilation | Exhaust Fan | EF-2 | Uniform | 1.5 | [5 empty] | 1.5 | 0.75 | 0.81875 | 0.66925 | 1.025 |  | 1 | Occupied | 17.5 | 542.5 | 441 | 542.5 | 525 | 488.25 | 210 | 108.5 | 54.25 | 315 | 542.5 | 525 | 542.5 | 556.0832 | 452.0418 | 556.0832 | 538.145 | 500.4749 | 215.258 | 111.2166 | 55.6083 | 322.887 | 556.0832 | 538.145 | 556.0832 | 4837 | 4958.1096 | 2.1537
4761 | Ventilation | Exhaust Fan | EF-3 | Uniform | 1.5 | [5 empty] | 1.5 | 0.75 | 0.81875 | 0.66925 | 1.025 |  | 1 | Occupied | 17.5 | 542.5 | 441 | 542.5 | 525 | 488.25 | 210 | 108.5 | 54.25 | 315 | 542.5 | 525 | 542.5 | 556.0832 | 452.0418 | 556.0832 | 538.145 | 500.4749 | 215.258 | 111.2166 | 55.6083 | 322.887 | 556.0832 | 538.145 | 556.0832 | 4837 | 4958.1096 | 2.1537
4762 | Ventilation | Exhaust Fan | EF-4 | Uniform | 1.5 | [5 empty] | 1.5 | 0.75 | 0.81875 | 0.66925 | 1.025 |  | 1 | Occupied | 17.5 | 542.5 | 441 | 542.5 | 525 | 488.25 | 210 | 108.5 | 54.25 | 315 | 542.5 | 525 | 542.5 | 556.0832 | 452.0418 | 556.0832 | 538.145 | 500.4749 | 215.258 | 111.2166 | 55.6083 | 322.887 | 556.0832 | 538.145 | 556.0832 | 4837 | 4958.1096 | 2.1537
4763 | Ventilation | Exhaust Fan | EF-5 | Uniform | 1.5 | [5 empty] | 1.5 | 0.75 | 0.81875 | 0.66925 | 1.025 |  | 1 | Occupied | 17.5 | 542.5 | 441 | 542.5 | 525 | 488.25 | 210 | 108.5 | 54.25 | 315 | 542.5 | 525 | 542.5 | 556.0832 | 452.0418 | 556.0832 | 538.145 | 500.4749 | 215.258 | 111.2166 | 55.6083 | 322.887 | 556.0832 | 538.145 | 556.0832 | 4837 | 4958.1096 | 2.1537
4764 | Ventilation | Exhaust Fan | EF-6 | Uniform | 1.5 | [5 empty] | 1.5 | 0.75 | 0.81875 | 0.66925 | 1.025 |  | 1 | Occupied | 17.5 | 542.5 | 441 | 542.5 | 525 | 488.25 | 210 | 108.5 | 54.25 | 315 | 542.5 | 525 | 542.5 | 556.0832 | 452.0418 | 556.0832 | 538.145 | 500.4749 | 215.258 | 111.2166 | 55.6083 | 322.887 | 556.0832 | 538.145 | 556.0832 | 4837 | 4958.1096 | 2.1537
4765 | Ventilation | Exhaust Fan | EF-8 | Uniform | 1.5 | [5 empty] | 1.5 | 0.75 | 0.81875 | 0.66925 | 1.025 |  | 1 | Occupied | 17.5 | 542.5 | 441 | 542.5 | 525 | 488.25 | 210 | 108.5 | 54.25 | 315 | 542.5 | 525 | 542.5 | 556.0832 | 452.0418 | 556.0832 | 538.145 | 500.4749 | 215.258 | 111.2166 | 55.6083 | 322.887 | 556.0832 | 538.145 | 556.0832 | 4837 | 4958.1096 | 2.1537
4766 | Ventilation | Recirculation Fan | FC-17A | Uniform | 1.5 | [5 empty] | 1.5 | 0.75 | 0.75 | 0.7 | 1.119 |  | 1 | Building Vent | 14.0 | 434 | 392 | 434 | 420 | 434 | 420 | 434 | 434 | 420 | 434 | 420 | 434 | 485.646 | 438.648 | 485.646 | 469.98 | 485.646 | 469.98 | 485.646 | 485.646 | 469.98 | 485.646 | 469.98 | 485.646 | 5110 | 5718.09 | 0.97728
4767 | AC system | Fan (x3) | RTU 1 | Cooling 1 | 1.5 | [5 empty] | 1.5 | 0.75 | 0.81875 | 0.66925 | 3.0751 |  | 0.25 | All Day | 24.0 | 0 | 0 | 0 | 0 | 93 | 180 | 186 | 186 | 90 | 0 | 0 | 0 | 0 | 0 | 0 | 0 | 285.9856 | 553.5206 | 571.9713 | 571.9713 | 276.7603 | 0 | 0 | 0 | 735 | 2260.2092 | 2.103
4768 | Pump | Fan Coil Loop Pump | P-5 | Heating 1 | 1.5 | [5 empty] | 1.5 | 0.75 | 0.81875 | 0.66925 | 1.025 |  | 0.5 | Galleria | 13.928571428571400 | 215.8929 | 195 | 161.9196 | 104.4643 | 86.3571 | 41.7857 | 5.3973 | 5.3973 | 5.2232 | 43.1786 | 83.5714 | 151.125 | 221.2984 | 199.8824 | 165.9738 | 107.0799 | 88.5194 | 42.832 | 5.5325 | 5.5325 | 5.354 | 44.2597 | 85.6639 | 154.9089 | 1099.3125 | 1126.8373 | 0.24446
4769 | Pump | Fan Coil Loop Pump | P-6 | Heating 1 | 1.5 | [5 empty] | 1.5 | 0.75 | 0.81875 | 0.66925 | 1.025 |  | 0.5 | Galleria | 13.928571428571400 | 215.8929 | 195 | 161.9196 | 104.4643 | 86.3571 | 41.7857 | 5.3973 | 5.3973 | 5.2232 | 43.1786 | 83.5714 | 151.125 | 221.2984 | 199.8824 | 165.9738 | 107.0799 | 88.5194 | 42.832 | 5.5325 | 5.5325 | 5.354 | 44.2597 | 85.6639 | 154.9089 | 1099.3125 | 1126.8373 | 0.24446
4770 | Pump | Fan Coil Loop Pump | P-5 | Heating 1 | 1.5 | [5 empty] | 1.5 | 0.75 | 0.81875 | 0.66925 | 1.025 |  | 0.5 | Galleria | 13.928571428571400 | 215.8929 | 195 | 161.9196 | 104.4643 | 86.3571 | 41.7857 | 5.3973 | 5.3973 | 5.2232 | 43.1786 | 83.5714 | 151.125 | 221.2984 | 199.8824 | 165.9738 | 107.0799 | 88.5194 | 42.832 | 5.5325 | 5.5325 | 5.354 | 44.2597 | 85.6639 | 154.9089 | 1099.3125 | 1126.8373 | 0.24446
4771 | Pump | Fan Coil Loop Pump | P-6 | Heating 1 | 1.5 | [5 empty] | 1.5 | 0.75 | 0.81875 | 0.66925 | 1.025 |  | 0.5 | Galleria | 13.928571428571400 | 215.8929 | 195 | 161.9196 | 104.4643 | 86.3571 | 41.7857 | 5.3973 | 5.3973 | 5.2232 | 43.1786 | 83.5714 | 151.125 | 221.2984 | 199.8824 | 165.9738 | 107.0799 | 88.5194 | 42.832 | 5.5325 | 5.5325 | 5.354 | 44.2597 | 85.6639 | 154.9089 | 1099.3125 | 1126.8373 | 0.24446
4772 | Ventilation | Supply Fan | RTU-1 | Uniform | 1.5 | [5 empty] | 1.5 | 0.75 | 0.81875 | 0.66925 | 1.025 |  | 1 | Occupied | 19.25 | 596.75 | 539 | 596.75 | 577.5 | 596.75 | 577.5 | 596.75 | 596.75 | 577.5 | 596.75 | 577.5 | 596.75 | 611.6915 | 552.4956 | 611.6915 | 591.9595 | 611.6915 | 591.9595 | 611.6915 | 611.6915 | 591.9595 | 611.6915 | 591.9595 | 611.6915 | 7026.25 | 7202.1744 | 4.1311
4773 | Pump | MUA Loop Pump | P-1 | Heating 1 | 1.5 | [5 empty] | 1.5 | 0.75 | 0.81875 | 0.66925 | 1.025 |  | 0.5 | Floor Fans | 8.928571428571430 | 138.3929 | 125 | 103.7946 | 66.9643 | 55.3571 | 26.7857 | 3.4598 | 3.4598 | 3.3482 | 27.6786 | 53.5714 | 96.875 | 141.858 | 128.1298 | 106.3935 | 68.6409 | 56.7432 | 27.4564 | 3.5464 | 3.5464 | 3.432 | 28.3716 | 54.9128 | 99.3006 | 704.6875 | 722.3316 | 0.1556
4774 | Pump | MUA Loop Pump | P-2 | Heating 1 | 1.5 | [5 empty] | 1.5 | 0.75 | 0.81875 | 0.66925 | 1.025 |  | 0.5 | Floor Fans | 8.928571428571430 | 138.3929 | 125 | 103.7946 | 66.9643 | 55.3571 | 26.7857 | 3.4598 | 3.4598 | 3.3482 | 27.6786 | 53.5714 | 96.875 | 141.858 | 128.1298 | 106.3935 | 68.6409 | 56.7432 | 27.4564 | 3.5464 | 3.5464 | 3.432 | 28.3716 | 54.9128 | 99.3006 | 704.6875 | 722.3316 | 0.1556
4775 | Pump | MUA Loop Pump | P-1 | Heating 1 | 1.5 | [5 empty] | 1.5 | 0.75 | 0.81875 | 0.66925 | 1.025 |  | 0.5 | Floor Fans | 8.928571428571430 | 138.3929 | 125 | 103.7946 | 66.9643 | 55.3571 | 26.7857 | 3.4598 | 3.4598 | 3.3482 | 27.6786 | 53.5714 | 96.875 | 141.858 | 128.1298 | 106.3935 | 68.6409 | 56.7432 | 27.4564 | 3.5464 | 3.5464 | 3.432 | 28.3716 | 54.9128 | 99.3006 | 704.6875 | 722.3316 | 0.15671
4776 | Pump | MUA Loop Pump | P-2 | Heating 1 | 1.5 | [5 empty] | 1.5 | 0.75 | 0.81875 | 0.66925 | 1.025 |  | 0.5 | Floor Fans | 8.928571428571430 | 138.3929 | 125 | 103.7946 | 66.9643 | 55.3571 | 26.7857 | 3.4598 | 3.4598 | 3.3482 | 27.6786 | 53.5714 | 96.875 | 141.858 | 128.1298 | 106.3935 | 68.6409 | 56.7432 | 27.4564 | 3.5464 | 3.5464 | 3.432 | 28.3716 | 54.9128 | 99.3006 | 704.6875 | 722.3316 | 0.15671
4777 | Pump | MUA Loop Pump | P-1 | Heating 1 | 1.5 | [5 empty] | 1.5 | 0.75 | 0.81875 | 0.66925 | 1.025 |  | 0.5 | Floor Fans | 8.928571428571430 | 138.3929 | 125 | 103.7946 | 66.9643 | 55.3571 | 26.7857 | 3.4598 | 3.4598 | 3.3482 | 27.6786 | 53.5714 | 96.875 | 141.858 | 128.1298 | 106.3935 | 68.6409 | 56.7432 | 27.4564 | 3.5464 | 3.5464 | 3.432 | 28.3716 | 54.9128 | 99.3006 | 704.6875 | 722.3316 | 0.1556
4778 | Pump | MUA Loop Pump | P-2 | Heating 1 | 1.5 | [5 empty] | 1.5 | 0.75 | 0.81875 | 0.66925 | 1.025 |  | 0.5 | Floor Fans | 8.928571428571430 | 138.3929 | 125 | 103.7946 | 66.9643 | 55.3571 | 26.7857 | 3.4598 | 3.4598 | 3.3482 | 27.6786 | 53.5714 | 96.875 | 141.858 | 128.1298 | 106.3935 | 68.6409 | 56.7432 | 27.4564 | 3.5464 | 3.5464 | 3.432 | 28.3716 | 54.9128 | 99.3006 | 704.6875 | 722.3316 | 0.1556
4779 | Pump | MUA Loop Pump | P-1 | Heating 1 | 1.5 | [5 empty] | 1.5 | 0.75 | 0.81875 | 0.66925 | 1.025 |  | 0.5 | Floor Fans | 8.928571428571430 | 138.3929 | 125 | 103.7946 | 66.9643 | 55.3571 | 26.7857 | 3.4598 | 3.4598 | 3.3482 | 27.6786 | 53.5714 | 96.875 | 141.858 | 128.1298 | 106.3935 | 68.6409 | 56.7432 | 27.4564 | 3.5464 | 3.5464 | 3.432 | 28.3716 | 54.9128 | 99.3006 | 704.6875 | 722.3316 | 0.15671
4780 | Pump | MUA Loop Pump | P-2 | Heating 1 | 1.5 | [5 empty] | 1.5 | 0.75 | 0.81875 | 0.66925 | 1.025 |  | 0.5 | Floor Fans | 8.928571428571430 | 138.3929 | 125 | 103.7946 | 66.9643 | 55.3571 | 26.7857 | 3.4598 | 3.4598 | 3.3482 | 27.6786 | 53.5714 | 96.875 | 141.858 | 128.1298 | 106.3935 | 68.6409 | 56.7432 | 27.4564 | 3.5464 | 3.5464 | 3.432 | 28.3716 | 54.9128 | 99.3006 | 704.6875 | 722.3316 | 0.15671
4781 | Ventilation | Exhaust Fan | F-5 | Uniform | 1.5 | [5 empty] | 1.5 | 0.75 | 0.81875 | 0.66925 | 1.025 |  | 1 | AH-1 | 9.028571429 | 279.8857 | 252.8 | 279.8857 | 270.8571 | 279.8857 | 270.8571 | 279.8857 | 279.8857 | 270.8571 | 279.8857 | 270.8571 | 279.8857 | 286.8935 | 259.1296 | 286.8935 | 277.6389 | 286.8935 | 277.6389 | 286.8935 | 286.8935 | 277.6389 | 286.8935 | 277.6389 | 286.8935 | 3295.4286 | 3377.9401 | 0.41605
4782 | Ventilation | Supply Fan | F-16 | Uniform | 1.5 | [5 empty] | 1.5 | 0.75 | 0.81875 | 0.66925 | 1.025 |  | 1 | AH-1 | 9.028571429 | 279.8857 | 252.8 | 279.8857 | 270.8571 | 279.8857 | 270.8571 | 279.8857 | 279.8857 | 270.8571 | 279.8857 | 270.8571 | 279.8857 | 286.8935 | 259.1296 | 286.8935 | 277.6389 | 286.8935 | 277.6389 | 286.8935 | 286.8935 | 277.6389 | 286.8935 | 277.6389 | 286.8935 | 3295.4286 | 3377.9401 | 0.41605
4783 | Ventilation | AHU-204 EF 204 | EAX-204 | Uniform | 1.5 | [5 empty] | 1.5 | 0.75 | 0.81875 | 0.66925 | 1.025 |  | 1 | AHU-202/3/4 | 21.72244897959180 | 673.3959 | 608.2286 | 673.3959 | 651.6735 | 673.3959 | 651.6735 | 673.3959 | 673.3959 | 651.6735 | 673.3959 | 651.6735 | 673.3959 | 690.2565 | 623.4575 | 690.2565 | 667.9902 | 690.2565 | 667.9902 | 690.2565 | 690.2565 | 667.9902 | 690.2565 | 667.9902 | 690.2565 | 7928.6939 | 8127.2138 | 0.16265
4784 | Pump | Pump | P-7 | Heating 1 | 1.5 | [5 empty] | 1.5 | 0.75 | 0.81875 | 0.66925 | 1.025 |  | 1 | AH-1 | 9.028571428571430 | 279.8857 | 252.8 | 209.9143 | 135.4286 | 111.9543 | 54.1714 | 6.9971 | 6.9971 | 6.7714 | 55.9771 | 108.3429 | 279.8857 | 286.8935 | 259.1296 | 215.1702 | 138.8195 | 114.7574 | 55.5278 | 7.1723 | 7.1723 | 6.941 | 57.3787 | 111.0556 | 286.8935 | 1509.1257 | 1546.9115 | 0.19053
4785 | AC system | Condenser fan | R-AHU7 | Cooling 1 | 1.5 | [5 empty] | 1.5 | 0.75 | 0.81875 | 0.66925 | 1.025 |  | 0.3 | All Day | 24.0 | 0 | 0 | 0 | 43.2 | 122.76 | 216 | 223.2 | 178.56 | 97.2 | 44.64 | 0 | 0 | 0 | 0 | 0 | 44.2816 | 125.8337 | 221.4082 | 228.7885 | 183.0308 | 99.6337 | 45.7577 | 0 | 0 | 925.56 | 948.7343 | 0.44533
4786 | Pump | Pump | P-11 | Heating 1 | 1.5 | [5 empty] | 1.5 | 0.75 | 0.81875 | 0.66925 | 1.025 |  | 0.5 | All Day | 24.0 | 353.4 | 319.2 | 241.8 | 234 | 111.6 | 36 | 0 | 0 | 90 | 223.2 | 306 | 383.16 | 362.2485 | 327.1922 | 247.8542 | 239.8589 | 114.3943 | 36.9014 | 0 | 0 | 92.2534 | 228.7885 | 313.6617 | 392.7536 | 2298.36 | 2355.9067 | 0.94111
4787 | Pump | Pump | P-10 | Heating 1 | 1.5 | [5 empty] | 1.5 | 0.75 | 0.81875 | 0.66925 | 1.025 |  | 0.5 | All Day | 24.0 | 353.4 | 319.2 | 241.8 | 234 | 111.6 | 36 | 0 | 0 | 90 | 223.2 | 306 | 383.16 | 362.2485 | 327.1922 | 247.8542 | 239.8589 | 114.3943 | 36.9014 | 0 | 0 | 92.2534 | 228.7885 | 313.6617 | 392.7536 | 2298.36 | 2355.9067 | 0.94111
4788 | Pump | Cooling Tower Pump |  | Cooling 1 | 1.5 | [5 empty] | 1.5 | 0.75 | 0.81875 | 0.66925 | 1.025 |  | 0.5 | Occupied | 13.428571428571400 | 0 | 0 | 0 | 0 | 62.4429 | 141 | 145.7 | 166.5143 | 201.4286 | 83.2571 | 0 | 0 | 0 | 0 | 0 | 0 | 64.0063 | 144.5304 | 149.3481 | 170.6835 | 206.472 | 85.3417 | 0 | 0 | 800.3429 | 820.382 | 0.14987
4789 | Ventilation | Supply Fan | MAHU | MAHU | 1.5 | [5 empty] | 1.5 | 0.75 | 0.81875 | 0.66925 | 1.025 |  | 0.2 | All Day | 24.0 | 0 | 0 | 0 | 0 | 111.6 | 108 | 0 | 0 | 108 | 111.6 | 0 | 0 | 0 | 0 | 0 | 0 | 114.3943 | 110.7041 | 0 | 0 | 110.7041 | 114.3943 | 0 | 0 | 439.2 | 450.1968 | 0.14665
4790 | Ventilation | Supply Fan | SF-20 | Cooling 1 | 1.5 | [5 empty] | 1.5 | 0.75 | 0.81875 | 0.66925 | 1.025 |  | 0.2 | All Day | 24.0 | 0 | 0 | 29.76 | 28.8 | 59.52 | 100.8 | 148.8 | 148.8 | 86.4 | 59.52 | 0 | 0 | 0 | 0 | 30.5051 | 29.5211 | 61.0103 | 103.3238 | 152.5257 | 152.5257 | 88.5633 | 61.0103 | 0 | 0 | 662.4 | 678.9853 | 0.026945
4791 | Ventilation | Supply Fan | SF-21 | Cooling 1 | 1.5 | [5 empty] | 1.5 | 0.75 | 0.81875 | 0.66925 | 1.025 |  | 0.2 | All Day | 24.0 | 0 | 0 | 29.76 | 28.8 | 59.52 | 100.8 | 148.8 | 148.8 | 86.4 | 59.52 | 0 | 0 | 0 | 0 | 30.5051 | 29.5211 | 61.0103 | 103.3238 | 152.5257 | 152.5257 | 88.5633 | 61.0103 | 0 | 0 | 662.4 | 678.9853 | 0.026945
4792 | Ventilation | Supply Fan | SF-22 | Cooling 1 | 1.5 | [5 empty] | 1.5 | 0.75 | 0.81875 | 0.66925 | 1.025 |  | 0.2 | All Day | 24.0 | 0 | 0 | 29.76 | 28.8 | 59.52 | 100.8 | 148.8 | 148.8 | 86.4 | 59.52 | 0 | 0 | 0 | 0 | 30.5051 | 29.5211 | 61.0103 | 103.3238 | 152.5257 | 152.5257 | 88.5633 | 61.0103 | 0 | 0 | 662.4 | 678.9853 | 0.026945
4793 | Ventilation | Supply Fan | SF-23 | Cooling 1 | 1.5 | [5 empty] | 1.5 | 0.75 | 0.81875 | 0.66925 | 1.025 |  | 0.2 | All Day | 24.0 | 0 | 0 | 29.76 | 28.8 | 59.52 | 100.8 | 148.8 | 148.8 | 86.4 | 59.52 | 0 | 0 | 0 | 0 | 30.5051 | 29.5211 | 61.0103 | 103.3238 | 152.5257 | 152.5257 | 88.5633 | 61.0103 | 0 | 0 | 662.4 | 678.9853 | 0.026945
4794 | Ventilation | Supply Fan | AHU-20 | Uniform | 1.5 | [5 empty] | 1.5 | 0.75 | 0.81875 | 0.66925 | 1.025 |  | 1 | AHU-20 | 6.785714285714290 | 210.3571 | 190 | 210.3571 | 203.5714 | 210.3571 | 203.5714 | 210.3571 | 210.3571 | 203.5714 | 210.3571 | 203.5714 | 210.3571 | 212.1829 | 184.5069 | 193.7322 | 202.9576 | 202.9576 | 193.7322 | 212.1829 | 193.7322 | 202.9576 | 212.1829 | 184.5069 | 212.1829 | 2476.7857 | 2407.8147 | 0.36443
4795 | Ventilation | Exhaust Fan | EF-202 | Cooling 1 | 1.5 | [5 empty] | 1.5 | 0.75 | 0.81875 | 0.66925 | 1.025 |  | 0.8 | All Day | 24.0 | 0 | 0 | 0 | 28.8 | 238.08 | 460.8 | 595.2 | 595.2 | 288 | 29.76 | 0 | 0 | 0 | 0 | 0 | 29.5211 | 244.0411 | 472.3376 | 610.1027 | 610.1027 | 295.211 | 30.5051 | 0 | 0 | 2235.84 | 2291.8213 | 0.8562
4796 | Ventilation | FC Boost H&C | A1FC107 | Heating 1 | 1.5 | [5 empty] | 1.5 | 0.75 | 0.81875 | 0.66925 | 1.025 |  | 0.5 | Occupied | 16.75 | 246.6438 | 222.775 | 181.7375 | 150.75 | 77.8875 | 25.125 | 25.9625 | 20.77 | 75.375 | 181.7375 | 213.5625 | 259.625 | 252.8193 | 228.3529 | 186.2879 | 154.5245 | 79.8377 | 25.7541 | 26.6126 | 21.29 | 77.2623 | 186.2879 | 218.9097 | 266.1255 | 1681.9513 | 1724.0642 | 0.16752
4797 | Ventilation | FC Boost H&C | A1FC108A | Heating 1 | 1.5 | [5 empty] | 1.5 | 0.75 | 0.81875 | 0.66925 | 1.025 |  | 0.5 | Occupied | 16.75 | 246.6438 | 222.775 | 181.7375 | 150.75 | 77.8875 | 25.125 | 25.9625 | 20.77 | 75.375 | 181.7375 | 213.5625 | 259.625 | 252.8193 | 228.3529 | 186.2879 | 154.5245 | 79.8377 | 25.7541 | 26.6126 | 21.29 | 77.2623 | 186.2879 | 218.9097 | 266.1255 | 1681.9513 | 1724.0642 | 0.16752
4798 | Pump | Armstrong | CP-5 | Heating | 1.5 | [5 empty] | 1.5 | 0.75 | 0.81875 | 0.66925 | 1.025 |  | 0.05 |  | 24.0 | 29.76 | 26.88 | 22.32 | 0 | 0 | 0 | 0 | 0 | 14.4 | 18.6 | 32.4 | 37.2 | 30.5051 | 27.553 | 22.8789 | 0 | 0 | 0 | 0 | 0 | 14.7605 | 19.0657 | 33.2112 | 38.1314 | 181.56 | 186.1059 | 0.062072
4799 | Pump | Lantern Radiant Slab Loop | P-11A | Pumps 16°C | 1.5 | [5 empty] | 1.5 | 0.75 | 0.81875 | 0.66925 | 1.025 |  | 0.5 | 24h 7d | 24.0 | 332.6161 | 257.5989 | 241.9314 | 162.0803 | 73.1647 | 44.4004 | 7.4138 | 0.69465 | 31.1696 | 141.8106 | 199.0644 | 372 | 340.9442 | 264.0488 | 247.9889 | 166.1385 | 74.9967 | 45.5121 | 7.5994 | 0.71204 | 31.9501 | 145.3613 | 204.0486 | 381.3142 | 1863.9449 | 1910.6147 | 0.22666
4800 | Pump | Lantern Radiant Slab Loop | P-11B | Pumps 16°C | 1.5 | [5 empty] | 1.5 | 0.75 | 0.81875 | 0.66925 | 1.025 |  | 0.5 | 24h 7d | 24.0 | 332.6161 | 257.5989 | 241.9314 | 162.0803 | 73.1647 | 44.4004 | 7.4138 | 0.69465 | 31.1696 | 141.8106 | 199.0644 | 372 | 340.9442 | 264.0488 | 247.9889 | 166.1385 | 74.9967 | 45.5121 | 7.5994 | 0.71204 | 31.9501 | 145.3613 | 204.0486 | 381.3142 | 1863.9449 | 1910.6147 | 0.22666
4801 | Ventilation | Supply Fan | MUA-1 | Uniform | 1.5 | [5 empty] | 1.5 | 0.75 | 0.81875 | 0.66925 | 1.025 |  | 1 | Bld Average | 6.3809523809523800 | 197.8095 | 178.6667 | 197.8095 | 191.4286 | 197.8095 | 191.4286 | 197.8095 | 197.8095 | 191.4286 | 197.8095 | 191.4286 | 197.8095 | 202.7623 | 183.1402 | 202.7623 | 196.2216 | 202.7623 | 196.2216 | 202.7623 | 202.7623 | 196.2216 | 202.7623 | 196.2216 | 202.7623 | 2329.0476 | 2387.3627 | 0.22129
4802 | Pump | Armstrong | CP-6 | Heating | 1.5 | [5 empty] | 1.5 | 0.75 | 0.81875 | 0.66925 | 1.025 |  | 0.25 |  | 24.0 | 148.8 | 134.4 | 111.6 | 0 | 0 | 0 | 0 | 0 | 72 | 93 | 162 | 186 | 152.5257 | 137.7651 | 114.3943 | 0 | 0 | 0 | 0 | 0 | 73.8027 | 95.3285 | 166.0562 | 190.6571 | 907.8 | 930.5296 | 0.31036
4803 | Ventilation | Supply Fan | AHU-R03 | Uniform | 1.5 | [5 empty] | 1.5 | 0.75 | 0.81875 | 0.66925 | 1.025 | 1 | 1 | Comp.Bldg AHU-3 | 10.178571428571400 | 315.5357 | 285 | 315.5357 | 305.3571 | 315.5357 | 305.3571 | 315.5357 | 315.5357 | 305.3571 | 315.5357 | 305.3571 | 315.5357 | 323.4362 | 292.1359 | 323.4362 | 313.0027 | 323.4362 | 313.0027 | 323.4362 | 323.4362 | 313.0027 | 323.4362 | 313.0027 | 323.4362 | 3715.1786 | 3808.1998 | 0.026492
4804 | Ventilation | Exhaust Fan | EF-8 | Uniform | 1.5 | [5 empty] | 1.5 | 0.75 | 0.81875 | 0.66925 | 1.025 |  | 1 | Exhaust Fan | 8.428571428571430 | 261.2857 | 236 | 261.2857 | 252.8571 | 261.2857 | 252.8571 | 261.2857 | 261.2857 | 252.8571 | 261.2857 | 252.8571 | 261.2857 | 267.8278 | 241.909 | 267.8278 | 259.1882 | 267.8278 | 259.1882 | 267.8278 | 267.8278 | 259.1882 | 267.8278 | 259.1882 | 267.8278 | 3076.4286 | 3153.4567 | 0.059701
4805 | Ventilation | Exhaust Fan | EF-12 | Uniform | 1.5 | [5 empty] | 1.5 | 0.75 | 0.81875 | 0.66925 | 1.025 |  | 1 | Exhaust Fan | 8.428571428571430 | 261.2857 | 236 | 261.2857 | 252.8571 | 261.2857 | 252.8571 | 261.2857 | 261.2857 | 252.8571 | 261.2857 | 252.8571 | 261.2857 | 267.8278 | 241.909 | 267.8278 | 259.1882 | 267.8278 | 259.1882 | 267.8278 | 267.8278 | 259.1882 | 267.8278 | 259.1882 | 267.8278 | 3076.4286 | 3153.4567 | 0.059701
4806 | Ventilation | Exhaust Fan | F-5 | Uniform | 1.5 | [5 empty] | 1.5 | 0.75 | 0.81875 | 0.66925 | 1.025 |  | 1 | AH-1 | 9.028571428571430 | 279.8857 | 252.8 | 279.8857 | 270.8571 | 279.8857 | 270.8571 | 279.8857 | 279.8857 | 270.8571 | 279.8857 | 270.8571 | 279.8857 | 286.8935 | 259.1296 | 286.8935 | 277.6389 | 286.8935 | 277.6389 | 286.8935 | 286.8935 | 277.6389 | 286.8935 | 277.6389 | 286.8935 | 3295.4286 | 3377.9401 | 0.41605
4807 | Ventilation | Supply Fan | F-16 | Uniform | 1.5 | [5 empty] | 1.5 | 0.75 | 0.81875 | 0.66925 | 1.025 |  | 1 | AH-1 | 9.028571428571430 | 279.8857 | 252.8 | 279.8857 | 270.8571 | 279.8857 | 270.8571 | 279.8857 | 279.8857 | 270.8571 | 279.8857 | 270.8571 | 279.8857 | 286.8935 | 259.1296 | 286.8935 | 277.6389 | 286.8935 | 277.6389 | 286.8935 | 286.8935 | 277.6389 | 286.8935 | 277.6389 | 286.8935 | 3295.4286 | 3377.9401 | 0.41605
4808 | Pump | AH2 HEATING COIL | AH2-P1 | Heating 1 | 1.5 | [5 empty] | 1.5 | 0.75 | 0.81875 | 0.66925 | 1.025 |  | 1 | AHU-2 | 12.714285714285700 | 394.1429 | 356 | 354.7286 | 190.7143 | 157.6571 | 38.1429 | 0 | 0 | 38.1429 | 157.6571 | 152.5714 | 275.9 | 404.0115 | 364.9136 | 363.6103 | 195.4894 | 161.6046 | 39.0979 | 0 | 0 | 39.0979 | 161.6046 | 156.3915 | 282.808 | 2115.6571 | 2168.6293 | 0.36069
4809 | Ventilation | Supply Fan | AHU-4 | University | 1.5 | [5 empty] | 1.5 | 0.75 | 0.81875 | 0.66925 | 1.025 |  | 1 | AHU-4 | 9.071428571428570 | 281.2143 | 254 | 281.2143 | 272.1429 | 168.7286 | 81.6429 | 28.1214 | 140.6071 | 272.1429 | 281.2143 | 272.1429 | 281.2143 | 288.2554 | 260.3597 | 288.2554 | 278.9568 | 172.9532 | 83.687 | 28.8255 | 144.1277 | 278.9568 | 288.2554 | 278.9568 | 288.2554 | 2614.3857 | 2679.8451 | 0.72573
4810 | Pump | HP03 SOURCE PUMP | S-P3 | Heat Pump | 1.5 | [5 empty] | 1.5 | 0.75 | 0.81875 | 0.66925 | 1.025 |  | 0.2 | All Day | 24.0 | 133.92 | 94.08 | 89.28 | 86.4 | 74.4 | 100.8 | 104.16 | 104.16 | 100.8 | 133.92 | 144 | 148.8 | 137.2731 | 96.4356 | 91.5154 | 88.5633 | 76.2628 | 103.3238 | 106.768 | 106.768 | 103.3238 | 137.2731 | 147.6055 | 152.5257 | 1314.72 | 1347.6382 | 0.22414
4811 | Pump | HP03 LOAD PUMP | L-P3 | Heat Pump | 1.5 | [5 empty] | 1.5 | 0.75 | 0.81875 | 0.66925 | 1.025 |  | 0.2 | All Day | 24.0 | 133.92 | 94.08 | 89.28 | 86.4 | 74.4 | 100.8 | 104.16 | 104.16 | 100.8 | 133.92 | 144 | 148.8 | 137.2731 | 96.4356 | 91.5154 | 88.5633 | 76.2628 | 103.3238 | 106.768 | 106.768 | 103.3238 | 137.2731 | 147.6055 | 152.5257 | 1314.72 | 1347.6382 | 0.22414
4812 | Pump | Heating Water Pump |  | Heating 1 | 1.5 | [5 empty] | 1.5 | 0.75 | 0.81875 | 0.66925 | 1.025 |  | 0.5 | Occupied | 11.857142857142900 | 183.7857 | 166 | 161.7314 | 115.6071 | 73.5143 | 35.5714 | 9.1893 | 0 | 30.2357 | 97.4064 | 161.85 | 183.7857 | 188.3874 | 170.1563 | 165.7809 | 118.5017 | 75.3549 | 36.4621 | 9.4194 | 0 | 30.9928 | 99.8453 | 165.9024 | 188.3874 | 1218.6771 | 1249.1906 | 2.2255
4813 | Pump | Heating Water Pump |  | Heating 1 | 1.5 | [5 empty] | 1.5 | 0.75 | 0.81875 | 0.66925 | 1.025 |  | 0.5 | Occupied | 11.857142857142900 | 183.7857 | 166 | 161.7314 | 115.6071 | 73.5143 | 35.5714 | 9.1893 | 0 | 30.2357 | 97.4064 | 161.85 | 183.7857 | 188.3874 | 170.1563 | 165.7809 | 118.5017 | 75.3549 | 36.4621 | 9.4194 | 0 | 30.9928 | 99.8453 | 165.9024 | 188.3874 | 1218.6771 | 1249.1906 | 2.2255
4814 | Pump | Reheat Coil Pump | P-7 | Heating 1 | 1.5 | [5 empty] | 1.5 | 0.75 | 0.81875 | 0.66925 | 1.025 |  | 0.3 | All Day | 24.0 | 223.2 | 161.28 | 145.08 | 133.7066 | 93.744 | 64.8 | 44.64 | 33.48 | 54 | 118.296 | 172.8 | 223.2 | 228.7885 | 165.3182 | 148.7125 | 137.0544 | 96.0912 | 66.4225 | 45.7577 | 34.3183 | 55.3521 | 121.2579 | 177.1266 | 228.7885 | 1468.2266 | 1504.9883 | 0.11666
4815 | Pump | Heating Water Pump | P-8 | Heating 1 | 1.5 | [5 empty] | 1.5 | 0.75 | 0.81875 | 0.66925 | 1.025 |  | 0.3 | All Day | 24.0 | 223.2 | 161.28 | 145.08 | 133.7066 | 93.744 | 64.8 | 44.64 | 33.48 | 54 | 118.296 | 172.8 | 223.2 | 228.7885 | 165.3182 | 148.7125 | 137.0544 | 96.0912 | 66.4225 | 45.7577 | 34.3183 | 55.3521 | 121.2579 | 177.1266 | 228.7885 | 1468.2266 | 1504.9883 | 0.11666
4816 | Pump | Heating Water Pump | P-9 | Heating 1 | 1.5 | [5 empty] | 1.5 | 0.75 | 0.81875 | 0.66925 | 1.025 |  | 0.3 | All Day | 24.0 | 223.2 | 161.28 | 145.08 | 133.7066 | 93.744 | 64.8 | 44.64 | 33.48 | 54 | 118.296 | 172.8 | 223.2 | 228.7885 | 165.3182 | 148.7125 | 137.0544 | 96.0912 | 66.4225 | 45.7577 | 34.3183 | 55.3521 | 121.2579 | 177.1266 | 228.7885 | 1468.2266 | 1504.9883 | 0.11666
4817 | Ventilation |  | FC-5 | Cooling 1 | 1.5 | [5 empty] | 1.5 | 0.75 | 0.81875 | 0.66925 | 1.025 |  | 1 | Galleria | 13.928571428571400 | 0 | 0 | 4.3179 | 41.7857 | 215.8929 | 417.8571 | 431.7857 | 431.7857 | 208.9286 | 4.3179 | 0 | 0 | 0 | 0 | 4.426 | 42.832 | 221.2984 | 428.3195 | 442.5968 | 442.5968 | 214.1598 | 4.426 | 0 | 0 | 1756.6714 | 1800.6553 | 0.38789
4818 | Ventilation |  | FC-5 | Cooling 1 | 1.5 | [5 empty] | 1.5 | 0.75 | 0.81875 | 0.66925 | 1.025 |  | 1 | Galleria | 13.928571428571400 | 0 | 0 | 4.3179 | 41.7857 | 215.8929 | 417.8571 | 431.7857 | 431.7857 | 208.9286 | 4.3179 | 0 | 0 | 0 | 0 | 4.426 | 42.832 | 221.2984 | 428.3195 | 442.5968 | 442.5968 | 214.1598 | 4.426 | 0 | 0 | 1756.6714 | 1800.6553 | 0.38789
4819 | Ventilation | Air Handling Unit | AH-17 | Uniform | 1.5 | [5 empty] | 1.5 | 0.75 | 0.81875 | 0.66925 | 1.025 |  | 1 | Retail | 8.571428571428570 | 265.7143 | 240 | 265.7143 | 257.1429 | 265.7143 | 257.1429 | 265.7143 | 265.7143 | 257.1429 | 265.7143 | 257.1429 | 265.7143 | 272.3673 | 246.0092 | 272.3673 | 263.5812 | 272.3673 | 263.5812 | 272.3673 | 272.3673 | 263.5812 | 272.3673 | 263.5812 | 272.3673 | 3128.5714 | 3206.9051 | 0.39498
4820 | Ventilation | Air Handling Unit | AH-18 | Uniform | 1.5 | [5 empty] | 1.5 | 0.75 | 0.81875 | 0.66925 | 1.025 |  | 1 | Retail | 8.571428571428570 | 265.7143 | 240 | 265.7143 | 257.1429 | 265.7143 | 257.1429 | 265.7143 | 265.7143 | 257.1429 | 265.7143 | 257.1429 | 265.7143 | 272.3673 | 246.0092 | 272.3673 | 263.5812 | 272.3673 | 263.5812 | 272.3673 | 272.3673 | 263.5812 | 272.3673 | 263.5812 | 272.3673 | 3128.5714 | 3206.9051 | 0.39498
4821 | Ventilation | Air Handling Unit | AH-19 | Uniform | 1.5 | [5 empty] | 1.5 | 0.75 | 0.81875 | 0.66925 | 1.025 |  | 1 | Retail | 8.571428571428570 | 265.7143 | 240 | 265.7143 | 257.1429 | 265.7143 | 257.1429 | 265.7143 | 265.7143 | 257.1429 | 265.7143 | 257.1429 | 265.7143 | 272.3673 | 246.0092 | 272.3673 | 263.5812 | 272.3673 | 263.5812 | 272.3673 | 272.3673 | 263.5812 | 272.3673 | 263.5812 | 272.3673 | 3128.5714 | 3206.9051 | 0.39498
4822 | Ventilation | Air Handling Unit | AH-20 | Uniform | 1.5 | [5 empty] | 1.5 | 0.75 | 0.81875 | 0.66925 | 1.025 |  | 1 | Retail | 8.571428571428570 | 265.7143 | 240 | 265.7143 | 257.1429 | 265.7143 | 257.1429 | 265.7143 | 265.7143 | 257.1429 | 265.7143 | 257.1429 | 265.7143 | 272.3673 | 246.0092 | 272.3673 | 263.5812 | 272.3673 | 263.5812 | 272.3673 | 272.3673 | 263.5812 | 272.3673 | 263.5812 | 272.3673 | 3128.5714 | 3206.9051 | 0.39498
4823 | Ventilation | Air Handling Unit | AH-21 | Uniform | 1.5 | [5 empty] | 1.5 | 0.75 | 0.81875 | 0.66925 | 1.025 |  | 1 | Retail | 8.571428571428570 | 265.7143 | 240 | 265.7143 | 257.1429 | 265.7143 | 257.1429 | 265.7143 | 265.7143 | 257.1429 | 265.7143 | 257.1429 | 265.7143 | 272.3673 | 246.0092 | 272.3673 | 263.5812 | 272.3673 | 263.5812 | 272.3673 | 272.3673 | 263.5812 | 272.3673 | 263.5812 | 272.3673 | 3128.5714 | 3206.9051 | 0.39498
4824 | Ventilation | Fan Coil Unit | FC-1 | Uniform | 1.5 | [5 empty] | 1.5 | 0.75 | 0.81875 | 0.66925 | 1.025 |  | 1 | B | 8.571428571428570 | 265.7143 | 240 | 265.7143 | 257.1429 | 265.7143 | 257.1429 | 265.7143 | 265.7143 | 257.1429 | 265.7143 | 257.1429 | 265.7143 | 272.3673 | 246.0092 | 272.3673 | 263.5812 | 272.3673 | 263.5812 | 272.3673 | 272.3673 | 263.5812 | 272.3673 | 263.5812 | 272.3673 | 3128.5714 | 3206.9051 | 0.22411
4825 | Ventilation | Fan Coil Unit | FC-20 | Uniform | 1.5 | [5 empty] | 1.5 | 0.75 | 0.81875 | 0.66925 | 1.025 |  | 1 | B | 8.571428571428570 | 265.7143 | 240 | 265.7143 | 257.1429 | 265.7143 | 257.1429 | 265.7143 | 265.7143 | 257.1429 | 265.7143 | 257.1429 | 265.7143 | 272.3673 | 246.0092 | 272.3673 | 263.5812 | 272.3673 | 263.5812 | 272.3673 | 272.3673 | 263.5812 | 272.3673 | 263.5812 | 272.3673 | 3128.5714 | 3206.9051 | 0.22411
4826 | Ventilation | Fan Coil Unit | FC-21 | Uniform | 1.5 | [5 empty] | 1.5 | 0.75 | 0.81875 | 0.66925 | 1.025 |  | 1 | B | 8.571428571428570 | 265.7143 | 240 | 265.7143 | 257.1429 | 265.7143 | 257.1429 | 265.7143 | 265.7143 | 257.1429 | 265.7143 | 257.1429 | 265.7143 | 272.3673 | 246.0092 | 272.3673 | 263.5812 | 272.3673 | 263.5812 | 272.3673 | 272.3673 | 263.5812 | 272.3673 | 263.5812 | 272.3673 | 3128.5714 | 3206.9051 | 0.22411
4827 | Ventilation | Supply Fan | SF-6 | Uniform | 1.5 | [5 empty] | 1.5 | 0.75 | 0.81875 | 0.66925 | 1.025 |  | 1 | B | 8.571428571428570 | 265.7143 | 240 | 265.7143 | 257.1429 | 265.7143 | 257.1429 | 265.7143 | 265.7143 | 257.1429 | 265.7143 | 257.1429 | 265.7143 | 272.3673 | 246.0092 | 272.3673 | 263.5812 | 272.3673 | 263.5812 | 272.3673 | 272.3673 | 263.5812 | 272.3673 | 263.5812 | 272.3673 | 3128.5714 | 3206.9051 | 0.22411
4828 | Ventilation | Supply Fan | F-3 | Uniform | 1.5 | [5 empty] | 1.5 | 0.75 | 0.81875 | 0.66925 | 1.025 | 0.45 | 1 | AHU (12h) | 8.571428571428570 | 265.7143 | 240 | 265.7143 | 257.1429 | 265.7143 | 257.1429 | 265.7143 | 265.7143 | 257.1429 | 265.7143 | 257.1429 | 265.7143 | 52.5153 | 45.6655 | 47.9487 | 50.232 | 50.232 | 47.9487 | 52.5153 | 47.9487 | 50.232 | 52.5153 | 45.6655 | 52.5153 | 3128.5714 | 595.9341 | 0.12683
4829 | Pump | Pump | P-7 | Heating 1 | 1.5 | [5 empty] | 1.5 | 0.75 | 0.81875 | 0.66925 | 1.025 |  | 1 | AH-1 | 9.028571429 | 279.8857 | 252.8 | 209.9143 | 135.4286 | 111.9543 | 54.1714 | 6.9971 | 6.9971 | 6.7714 | 55.9771 | 108.3429 | 279.8857 | 286.8935 | 259.1296 | 215.1702 | 138.8195 | 114.7574 | 55.5278 | 7.1723 | 7.1723 | 6.941 | 57.3787 | 111.0556 | 286.8935 | 1509.1257 | 1546.9115 | 0.19053
4830 | Pump | West side Heating Circulators | P-113 | Heating 1 | 1.5 | [5 empty] | 1.5 | 0.75 | 0.81875 | 0.66925 | 1.025 |  | 0.3 | All Day | 24.0 | 223.2 | 201.6 | 223.2 | 200.7 | 165.3 | 116.7 | 99.6 | 118.2 | 180.6 | 211.5 | 214.5 | 223.2 | 228.7885 | 206.6477 | 228.7885 | 205.7252 | 169.4388 | 119.622 | 102.0938 | 121.1595 | 185.1219 | 216.7956 | 219.8707 | 228.7885 | 2178.3 | 2232.8406 | 0.30811
4831 | Pump | West side Heating Circulators | P-114 | Heating 1 | 1.5 | [5 empty] | 1.5 | 0.75 | 0.81875 | 0.66925 | 1.025 |  | 0.3 | All Day | 24.0 | 223.2 | 201.6 | 223.2 | 200.7 | 165.3 | 116.7 | 99.6 | 118.2 | 180.6 | 211.5 | 214.5 | 223.2 | 228.7885 | 206.6477 | 228.7885 | 205.7252 | 169.4388 | 119.622 | 102.0938 | 121.1595 | 185.1219 | 216.7956 | 219.8707 | 228.7885 | 2178.3 | 2232.8406 | 0.30811
4832 | Pump | Geothermal Pump | HPP-1 | Heat Pump | 1.5 | [5 empty] | 1.5 | 0.75 | 0.81875 | 0.66925 | 1.025 |  | 1 | All Day | 24.0 | 744 | 672 | 520.8 | 432 | 186 | 144 | 223.2 | 223.2 | 288 | 334.8 | 468 | 669.6 | 762.6284 | 688.8256 | 533.8399 | 442.8165 | 190.6571 | 147.6055 | 228.7885 | 228.7885 | 295.211 | 343.1828 | 479.7179 | 686.3656 | 4905.6 | 5028.4272 | 2.4517
4833 | Pump | Geothermal Pump | HPP-2 | Heat Pump | 1.5 | [5 empty] | 1.5 | 0.75 | 0.81875 | 0.66925 | 1.025 |  | 1 | All Day | 24.0 | 744 | 672 | 520.8 | 432 | 186 | 144 | 223.2 | 223.2 | 288 | 334.8 | 468 | 669.6 | 762.6284 | 688.8256 | 533.8399 | 442.8165 | 190.6571 | 147.6055 | 228.7885 | 228.7885 | 295.211 | 343.1828 | 479.7179 | 686.3656 | 4905.6 | 5028.4272 | 2.4517
4834 | Pump | Boiler Pump | P-1 | Heating 1 | 1.5 | [5 empty] | 1.5 | 0.75 | 0.81875 | 0.66925 | 1.025 |  | 0.5 | All Day | 24.0 | 372 | 336 | 260.4 | 216 | 130.2 | 72 | 37.2 | 0 | 18 | 55.8 | 144 | 241.8 | 381.3142 | 344.4128 | 266.9199 | 221.4082 | 133.46 | 73.8027 | 38.1314 | 0 | 18.4507 | 57.1971 | 147.6055 | 247.8542 | 1883.4 | 1930.5569 | 0.34733
4835 | Pump | Boiler Pump | P-2 | Heating 1 | 1.5 | [5 empty] | 1.5 | 0.75 | 0.81875 | 0.66925 | 1.025 |  | 0.5 | All Day | 24.0 | 372 | 336 | 260.4 | 216 | 130.2 | 72 | 37.2 | 0 | 18 | 55.8 | 144 | 241.8 | 381.3142 | 344.4128 | 266.9199 | 221.4082 | 133.46 | 73.8027 | 38.1314 | 0 | 18.4507 | 57.1971 | 147.6055 | 247.8542 | 1883.4 | 1930.5569 | 0.34733
4836 | Pump | Snow melt system | Pump 3 | Snow Melt | 1.5 |  | 3 |  | 460.0 |  | 1.5 | 0.75 | 0.81875 | 0.66925 | 1.025 |  | 0.5 | All Day | 24.0 | 372 | 336 | 279 | 0 | 0 | 0 | 0 | 0 | 0 | 0 | 144 | 260.4 | 381.3142 | 344.4128 | 285.9856 | 0 | 0 | 0 | 0 | 0 | 0 | 0 | 147.6055 | 266.9199 | 1391.4 | 1426.2381 | 0.035522
4837 | Pump | Snow melt system | Pump 4 | Snow Melt | 1.5 |  | 3 |  | 460.0 |  | 1.5 | 0.75 | 0.81875 | 0.66925 | 1.025 |  | 0.5 | All Day | 24.0 | 372 | 336 | 279 | 0 | 0 | 0 | 0 | 0 | 0 | 0 | 144 | 260.4 | 381.3142 | 344.4128 | 285.9856 | 0 | 0 | 0 | 0 | 0 | 0 | 0 | 147.6055 | 266.9199 | 1391.4 | 1426.2381 | 0.035522
4838 | Ventilation | Fan Coil Unit | FC-14 | FC | 1.5 | [5 empty] | 1.5 | 0.75 | 0.81875 | 0.66925 | 1.025 |  | 1 |  | 24.0 | 409.2 | 369.6 | 409.2 | 396 | 334.8 | 324 | 148.8 | 297.6 | 396 | 409.2 | 396 | 409.2 | 419.4456 | 378.8541 | 419.4456 | 405.9151 | 343.1828 | 332.1124 | 152.5257 | 305.0514 | 405.9151 | 419.4456 | 405.9151 | 419.4456 | 4299.6 | 4407.2541 | 0.30748
4839 | Ventilation | Fan Coil Unit | FC-15 | FC | 1.5 | [5 empty] | 1.5 | 0.75 | 0.81875 | 0.66925 | 1.025 |  | 1 |  | 24.0 | 409.2 | 369.6 | 409.2 | 396 | 334.8 | 324 | 148.8 | 297.6 | 396 | 409.2 | 396 | 409.2 | 419.4456 | 378.8541 | 419.4456 | 405.9151 | 343.1828 | 332.1124 | 152.5257 | 305.0514 | 405.9151 | 419.4456 | 405.9151 | 419.4456 | 4299.6 | 4407.2541 | 0.30748
4840 | Ventilation | Fan Coil Unit | FC-16 | FC | 1.5 | [5 empty] | 1.5 | 0.75 | 0.81875 | 0.66925 | 1.025 |  | 1 |  | 24.0 | 409.2 | 369.6 | 409.2 | 396 | 334.8 | 324 | 148.8 | 297.6 | 396 | 409.2 | 396 | 409.2 | 419.4456 | 378.8541 | 419.4456 | 405.9151 | 343.1828 | 332.1124 | 152.5257 | 305.0514 | 405.9151 | 419.4456 | 405.9151 | 419.4456 | 4299.6 | 4407.2541 | 0.30748
4841 | Ventilation | Fan Coil Unit | FC-27 | FC | 1.5 | [5 empty] | 1.5 | 0.75 | 0.81875 | 0.66925 | 1.025 |  | 1 |  | 24.0 | 409.2 | 369.6 | 409.2 | 396 | 334.8 | 324 | 148.8 | 297.6 | 396 | 409.2 | 396 | 409.2 | 419.4456 | 378.8541 | 419.4456 | 405.9151 | 343.1828 | 332.1124 | 152.5257 | 305.0514 | 405.9151 | 419.4456 | 405.9151 | 419.4456 | 4299.6 | 4407.2541 | 0.30748
4842 | Ventilation | Fan Coil Unit | FC-14 | FC | 1.5 | [5 empty] | 1.5 | 0.75 | 0.81875 | 0.66925 | 1.025 |  | 1 |  | 24.0 | 409.2 | 369.6 | 409.2 | 396 | 334.8 | 324 | 148.8 | 297.6 | 396 | 409.2 | 396 | 409.2 | 419.4456 | 378.8541 | 419.4456 | 405.9151 | 343.1828 | 332.1124 | 152.5257 | 305.0514 | 405.9151 | 419.4456 | 405.9151 | 419.4456 | 4299.6 | 4407.2541 | 0.3102
4843 | Ventilation | Fan Coil Unit | FC-15 | FC | 1.5 | [5 empty] | 1.5 | 0.75 | 0.81875 | 0.66925 | 1.025 |  | 1 |  | 24.0 | 409.2 | 369.6 | 409.2 | 396 | 334.8 | 324 | 148.8 | 297.6 | 396 | 409.2 | 396 | 409.2 | 419.4456 | 378.8541 | 419.4456 | 405.9151 | 343.1828 | 332.1124 | 152.5257 | 305.0514 | 405.9151 | 419.4456 | 405.9151 | 419.4456 | 4299.6 | 4407.2541 | 0.3102
4844 | Ventilation | Fan Coil Unit | FC-16 | FC | 1.5 | [5 empty] | 1.5 | 0.75 | 0.81875 | 0.66925 | 1.025 |  | 1 |  | 24.0 | 409.2 | 369.6 | 409.2 | 396 | 334.8 | 324 | 148.8 | 297.6 | 396 | 409.2 | 396 | 409.2 | 419.4456 | 378.8541 | 419.4456 | 405.9151 | 343.1828 | 332.1124 | 152.5257 | 305.0514 | 405.9151 | 419.4456 | 405.9151 | 419.4456 | 4299.6 | 4407.2541 | 0.3102
4845 | Ventilation | Fan Coil Unit | FC-27 | FC | 1.5 | [5 empty] | 1.5 | 0.75 | 0.81875 | 0.66925 | 1.025 |  | 1 |  | 24.0 | 409.2 | 369.6 | 409.2 | 396 | 334.8 | 324 | 148.8 | 297.6 | 396 | 409.2 | 396 | 409.2 | 419.4456 | 378.8541 | 419.4456 | 405.9151 | 343.1828 | 332.1124 | 152.5257 | 305.0514 | 405.9151 | 419.4456 | 405.9151 | 419.4456 | 4299.6 | 4407.2541 | 0.3102
4846 | Ventilation | Exhaust Fan | EF-201 | Cooling 1 | 1.5 | [5 empty] | 1.5 | 0.75 | 0.81875 | 0.66925 | 1.025 |  | 0.5 | All Day | 24.0 | 0 | 0 | 0 | 18 | 148.8 | 288 | 372 | 372 | 180 | 18.6 | 0 | 0 | 0 | 0 | 0 | 18.4507 | 152.5257 | 295.211 | 381.3142 | 381.3142 | 184.5069 | 19.0657 | 0 | 0 | 1397.4 | 1432.3883 | 0.53513
4847 | Ventilation | Exhaust Fan | EF-3c | Uniform | 1.5 | [5 empty] | 1.5 | 0.75 | 0.81875 | 0.66925 | 1.025 |  | 1 | H | 2.857142857142860 | 88.5714 | 80 | 88.5714 | 85.7143 | 88.5714 | 85.7143 | 88.5714 | 88.5714 | 85.7143 | 88.5714 | 85.7143 | 88.5714 | 90.7891 | 82.0031 | 90.7891 | 87.8604 | 90.7891 | 87.8604 | 90.7891 | 90.7891 | 87.8604 | 90.7891 | 87.8604 | 90.7891 | 1042.8571 | 1068.9684 | 0.074703
4848 | Ventilation | Exhaust Fan | EF-3d | Uniform | 1.5 | [5 empty] | 1.5 | 0.75 | 0.81875 | 0.66925 | 1.025 |  | 1 | H | 2.857142857142860 | 88.5714 | 80 | 88.5714 | 85.7143 | 88.5714 | 85.7143 | 88.5714 | 88.5714 | 85.7143 | 88.5714 | 85.7143 | 88.5714 | 90.7891 | 82.0031 | 90.7891 | 87.8604 | 90.7891 | 87.8604 | 90.7891 | 90.7891 | 87.8604 | 90.7891 | 87.8604 | 90.7891 | 1042.8571 | 1068.9684 | 0.074703
4849 | Ventilation | Exhaust Fan | AH-10 OR L5-F-01 | Spring | 1.5 | [5 empty] | 1.5 | 0.75 | 0.81875 | 0.66925 | 1.025 | 0.66667 | 1 | HA-AH-10-Spr | 11.357142857142900 | 352.0714 | 318 | 352.0714 | 340.7143 | 0 | 0 | 0 | 0 | 0 | 0 | 0 | 0 | 160.3941 | 144.8721 | 160.3941 | 155.2201 | 0 | 0 | 0 | 0 | 0 | 0 | 0 | 0 | 1362.8571 | 620.8803 | 0.029766
4850 | Pump | Chiller Primary | P-10 | Cooling 1 | 1.5 | [5 empty] | 1.5 | 0.75 | 0.81875 | 0.66925 | 1.025 |  | 0.3 | All Day | 24.0 | 0 | 0 | 0 | 43.2 | 89.28 | 86.4 | 200.88 | 223.2 | 216 | 111.6 | 43.2 | 0 | 0 | 0 | 0 | 44.2816 | 91.5154 | 88.5633 | 205.9097 | 228.7885 | 221.4082 | 114.3943 | 44.2816 | 0 | 1013.76 | 1039.1427 | 0.080553
4851 | Pump | Chiller Primary | P-11 | Cooling 1 | 1.5 | [5 empty] | 1.5 | 0.75 | 0.81875 | 0.66925 | 1.025 |  | 0.3 | All Day | 24.0 | 0 | 0 | 0 | 43.2 | 89.28 | 86.4 | 200.88 | 223.2 | 216 | 111.6 | 43.2 | 0 | 0 | 0 | 0 | 44.2816 | 91.5154 | 88.5633 | 205.9097 | 228.7885 | 221.4082 | 114.3943 | 44.2816 | 0 | 1013.76 | 1039.1427 | 0.080553
4852 | Ventilation | FC Boost H&C | A1FC107 | Heating 1 | 1.5 | [5 empty] | 1.5 | 0.75 | 0.81875 | 0.66925 | 1.025 |  | 0.5 | Occupied | 16.75 | 246.6438 | 222.775 | 181.7375 | 150.75 | 77.8875 | 25.125 | 0 | 20.77 | 75.375 | 181.7375 | 213.5625 | 259.625 | 252.8193 | 228.3529 | 186.2879 | 154.5245 | 79.8377 | 25.7541 | 0 | 21.29 | 77.2623 | 186.2879 | 218.9097 | 266.1255 | 1655.9887 | 1697.4517 | 0.18154
4853 | Ventilation | FC Boost H&C | A1FC108A | Heating 1 | 1.5 | [5 empty] | 1.5 | 0.75 | 0.81875 | 0.66925 | 1.025 |  | 0.5 | Occupied | 16.75 | 246.6438 | 222.775 | 181.7375 | 150.75 | 77.8875 | 25.125 | 0 | 20.77 | 75.375 | 181.7375 | 213.5625 | 259.625 | 252.8193 | 228.3529 | 186.2879 | 154.5245 | 79.8377 | 25.7541 | 0 | 21.29 | 77.2623 | 186.2879 | 218.9097 | 266.1255 | 1655.9887 | 1697.4517 | 0.18154
4854 | Ventilation | Supply Fan | MUA-1 | Uniform | 1.5 | [5 empty] | 1.5 | 0.75 | 0.81875 | 0.66925 | 1.025 |  | 1 | MUA | 15.428571428571400 | 478.2857 | 432 | 478.2857 | 462.8571 | 478.2857 | 462.8571 | 478.2857 | 478.2857 | 462.8571 | 478.2857 | 462.8571 | 478.2857 | 490.2611 | 442.8165 | 490.2611 | 474.4462 | 490.2611 | 474.4462 | 490.2611 | 490.2611 | 474.4462 | 490.2611 | 474.4462 | 490.2611 | 5631.4286 | 5772.4292 | 1.3517
4855 | Pump | Circulation Pump | P-101 | Heating 1 | 1.5 | [5 empty] | 1.5 | 0.75 | 0.81875 | 0.66925 | 1.025 |  | 0.4 | All Day | 24.0 | 281.1045 | 200.726 | 191.3875 | 140.9237 | 90.3806 | 31.7445 | 14.9624 | 40.268 | 52.3592 | 106.592 | 215.1391 | 297.6 | 288.1428 | 205.7518 | 196.1795 | 144.4522 | 92.6435 | 32.5393 | 15.3371 | 41.2762 | 53.6702 | 109.2609 | 220.5258 | 305.0514 | 1663.1875 | 1704.8306 | 0.21398
4856 | Pump | Circulation Pump | P-102 | Heating 1 | 1.5 | [5 empty] | 1.5 | 0.75 | 0.81875 | 0.66925 | 1.025 |  | 0.4 | All Day | 24.0 | 281.1045 | 200.726 | 191.3875 | 140.9237 | 90.3806 | 31.7445 | 14.9624 | 40.268 | 52.3592 | 106.592 | 215.1391 | 297.6 | 288.1428 | 205.7518 | 196.1795 | 144.4522 | 92.6435 | 32.5393 | 15.3371 | 41.2762 | 53.6702 | 109.2609 | 220.5258 | 305.0514 | 1663.1875 | 1704.8306 | 0.21398
4857 | Ventilation | Exhaust Fan | EF-4 | Uniform | 1.5 | [5 empty] | 1.5 | 0.75 | 0.81875 | 0.66925 | 1.025 |  | 0.3 | Occupied | 6.428571428571430 | 59.7857 | 54 | 59.7857 | 57.8571 | 59.7857 | 57.8571 | 59.7857 | 59.7857 | 57.8571 | 59.7857 | 57.8571 | 59.7857 | 61.2826 | 55.3521 | 61.2826 | 59.3058 | 61.2826 | 59.3058 | 61.2826 | 61.2826 | 59.3058 | 61.2826 | 59.3058 | 61.2826 | 703.9286 | 721.5537 | 0.61946
4858 | Ventilation | Supply Fan | AHU-6 | University | 1.5 | [5 empty] | 1.5 | 0.75 | 0.81875 | 0.66925 | 1.025 |  | 1 | AHU-6 | 24.0 | 744 | 672 | 744 | 720 | 446.4 | 216 | 74.4 | 372 | 720 | 744 | 720 | 744 | 762.6284 | 688.8256 | 762.6284 | 738.0275 | 457.577 | 221.4082 | 76.2628 | 381.3142 | 738.0275 | 762.6284 | 738.0275 | 762.6284 | 6916.8 | 7089.984 | 1.9201
4859 | Ventilation | Supply Fan | RTU-2 | University | 1.5 | [5 empty] | 1.5 | 0.75 | 0.81875 | 0.66925 | 1.025 |  | 1 | RTU-2 | 24.0 | 744 | 672 | 744 | 720 | 446.4 | 216 | 74.4 | 372 | 720 | 744 | 720 | 744 | 762.6284 | 688.8256 | 762.6284 | 738.0275 | 457.577 | 221.4082 | 76.2628 | 381.3142 | 738.0275 | 762.6284 | 738.0275 | 762.6284 | 6916.8 | 7089.984 | 1.9201
4860 | Ventilation | Return Fan | RTU-1 | University | 1.5 | [5 empty] | 1.5 | 0.75 | 0.81875 | 0.66925 | 1.025 |  | 1 | RTU-1 | 24.0 | 744 | 672 | 744 | 720 | 446.4 | 216 | 74.4 | 372 | 720 | 744 | 720 | 744 | 762.6284 | 688.8256 | 762.6284 | 738.0275 | 457.577 | 221.4082 | 76.2628 | 381.3142 | 738.0275 | 762.6284 | 738.0275 | 762.6284 | 6916.8 | 7089.984 | 1.9201
4861 | Pump | Heating Water Pump | P-3 | Heating 1 | 1.5 | [5 empty] | 1.5 | 0.75 | 0.81875 | 0.66925 | 1.025 |  | 0.5 | All Day | 24.0 | 372 | 336 | 279 | 180 | 148.8 | 72 | 9.3 | 9.3 | 9 | 74.4 | 144 | 260.4 | 381.3142 | 344.4128 | 285.9856 | 184.5069 | 152.5257 | 73.8027 | 9.5329 | 9.5329 | 9.2253 | 76.2628 | 147.6055 | 266.9199 | 1894.2 | 1941.6273 | 2.2484
4862 | Pump | Heating Water Pump | P-4 | Heating 1 | 1.5 | [5 empty] | 1.5 | 0.75 | 0.81875 | 0.66925 | 1.025 |  | 0.5 | All Day | 24.0 | 372 | 336 | 279 | 180 | 148.8 | 72 | 9.3 | 9.3 | 9 | 74.4 | 144 | 260.4 | 381.3142 | 344.4128 | 285.9856 | 184.5069 | 152.5257 | 73.8027 | 9.5329 | 9.5329 | 9.2253 | 76.2628 | 147.6055 | 266.9199 | 1894.2 | 1941.6273 | 2.2484
4863 | Pump | Heating Pump | P-1 | Heating 1 | 1.5 | [5 empty] | 1.5 | 0.75 | 0.81875 | 0.66925 | 1.025 |  | 1 | 24.0 | 24.0 | 744 | 672 | 558 | 360 | 297.6 | 144 | 18.6 | 18.6 | 18 | 148.8 | 288 | 520.8 | 762.6284 | 688.8256 | 571.9713 | 369.0137 | 305.0514 | 147.6055 | 19.0657 | 19.0657 | 18.4507 | 152.5257 | 295.211 | 533.8399 | 3788.4 | 3883.2546 | 1.1351
4864 | Pump | Heating Pump | P-2 | Heating 1 | 1.5 | [5 empty] | 1.5 | 0.75 | 0.81875 | 0.66925 | 1.025 |  | 1 | 24.0 | 24.0 | 744 | 672 | 558 | 360 | 297.6 | 144 | 18.6 | 18.6 | 18 | 148.8 | 288 | 520.8 | 762.6284 | 688.8256 | 571.9713 | 369.0137 | 305.0514 | 147.6055 | 19.0657 | 19.0657 | 18.4507 | 152.5257 | 295.211 | 533.8399 | 3788.4 | 3883.2546 | 1.1351
4865 | Ventilation | Penthouse AHU EF-2 | RJH.RPPH.A1EF2 | AHU (Freezestat | 1.5 | [5 empty] | 1.5 | 0.75 | 0.81875 | 0.66925 | 1.025 |  | 1 | All Day | 24.0 | 669.6 | 638.4 | 744 | 720 | 744 | 720 | 744 | 744 | 720 | 744 | 684 | 669.6 | 686.3656 | 654.3844 | 762.6284 | 738.0275 | 762.6284 | 738.0275 | 762.6284 | 762.6284 | 738.0275 | 762.6284 | 701.1261 | 686.3656 | 8541.6 | 8755.466 | 10.1388
4866 | Fan Coil Unit | Supply Fan | FC-B10 | Fan Coil | 1.5 | [5 empty] | 1.5 | 0.75 | 0.81875 | 0.66925 | 1.025 |  | 1 | All Day | 24.0 | 148.8 | 201.6 | 297.6 | 360 | 372 | 720 | 744 | 744 | 720 | 446.4 | 216 | 74.4 | 152.5257 | 206.6477 | 305.0514 | 369.0137 | 381.3142 | 738.0275 | 762.6284 | 762.6284 | 738.0275 | 457.577 | 221.4082 | 76.2628 | 5044.8 | 5171.1125 | 0.121
4867 | Fan Coil Unit | Supply Fan | FC-108 | Fan Coil | 1.5 | [5 empty] | 1.5 | 0.75 | 0.81875 | 0.66925 | 1.025 |  | 1 | All Day | 24.0 | 148.8 | 201.6 | 297.6 | 360 | 372 | 720 | 744 | 744 | 720 | 446.4 | 216 | 74.4 | 152.5257 | 206.6477 | 305.0514 | 369.0137 | 381.3142 | 738.0275 | 762.6284 | 762.6284 | 738.0275 | 457.577 | 221.4082 | 76.2628 | 5044.8 | 5171.1125 | 0.121
4868 | Ventilation | Supply Fan | RTU-1(S) | Cooling 1 | 1.5 | [5 empty] | 1.5 | 0.75 | 0.81875 | 0.66925 | 1.025 |  | 1 | All Day | 24.0 | 148.8 | 134.4 | 148.8 | 216 | 372 | 576 | 744 | 744 | 504 | 297.6 | 216 | 223.2 | 152.5257 | 137.7651 | 152.5257 | 221.4082 | 381.3142 | 590.422 | 762.6284 | 762.6284 | 516.6192 | 305.0514 | 221.4082 | 228.7885 | 4324.8 | 4433.0851 | 1.5568
4869 | Ventilation | Supply Fan | RTU-1(M) | Cooling 1 | 1.5 | [5 empty] | 1.5 | 0.75 | 0.81875 | 0.66925 | 1.025 |  | 1 | All Day | 24.0 | 148.8 | 134.4 | 148.8 | 216 | 372 | 576 | 744 | 744 | 504 | 297.6 | 216 | 223.2 | 152.5257 | 137.7651 | 152.5257 | 221.4082 | 381.3142 | 590.422 | 762.6284 | 762.6284 | 516.6192 | 305.0514 | 221.4082 | 228.7885 | 4324.8 | 4433.0851 | 1.5568
4870 | Ventilation | Supply Fan | RTU-1(C1) | Cooling 1 | 1.5 | [5 empty] | 1.5 | 0.75 | 0.81875 | 0.66925 | 1.025 |  | 1 | All Day | 24.0 | 148.8 | 134.4 | 148.8 | 216 | 372 | 576 | 744 | 744 | 504 | 297.6 | 216 | 223.2 | 152.5257 | 137.7651 | 152.5257 | 221.4082 | 381.3142 | 590.422 | 762.6284 | 762.6284 | 516.6192 | 305.0514 | 221.4082 | 228.7885 | 4324.8 | 4433.0851 | 1.5568
4871 | Ventilation | Supply Fan | R-AHU1-INTRIGNA | Cooling 1 | 1.5 | [5 empty] | 1.5 | 0.75 | 0.81875 | 0.66925 | 1.025 |  | 1 | All Day | 24.0 | 148.8 | 134.4 | 148.8 | 216 | 372 | 576 | 744 | 744 | 504 | 297.6 | 216 | 223.2 | 152.5257 | 137.7651 | 152.5257 | 221.4082 | 381.3142 | 590.422 | 762.6284 | 762.6284 | 516.6192 | 305.0514 | 221.4082 | 228.7885 | 4324.8 | 4433.0851 | 1.5568
4872 | Ventilation | Supply Fan | R-AHU1-OPTEL | Cooling 1 | 1.5 | [5 empty] | 1.5 | 0.75 | 0.81875 | 0.66925 | 1.025 |  | 1 | All Day | 24.0 | 148.8 | 134.4 | 148.8 | 216 | 372 | 576 | 744 | 744 | 504 | 297.6 | 216 | 223.2 | 152.5257 | 137.7651 | 152.5257 | 221.4082 | 381.3142 | 590.422 | 762.6284 | 762.6284 | 516.6192 | 305.0514 | 221.4082 | 228.7885 | 4324.8 | 4433.0851 | 1.5568
4873 | Pump | Heating Supply Pump | RP-1 | Uniform | 1.5 | [5 empty] | 1.5 | 0.75 | 0.81875 | 0.66925 | 1.025 |  | 1 | All Day | 24.0 | 744 | 672 | 744 | 720 | 744 | 720 | 744 | 669.6 | 720 | 744 | 720 | 744 | 762.6284 | 688.8256 | 762.6284 | 738.0275 | 762.6284 | 738.0275 | 762.6284 | 686.3656 | 738.0275 | 762.6284 | 738.0275 | 762.6284 | 8685.6 | 8903.0715 | 0.20833
4874 | Ventilation | Return Fan | AHU-1 | Uniform | 1.5 | [5 empty] | 1.5 | 0.75 | 0.81875 | 0.66925 | 1.025 |  | 1 | AHU-1 | 10.357142857142900 | 321.0714 | 290 | 321.0714 | 310.7143 | 321.0714 | 310.7143 | 321.0714 | 321.0714 | 310.7143 | 321.0714 | 310.7143 | 321.0714 | 329.1105 | 297.2611 | 329.1105 | 318.494 | 329.1105 | 318.494 | 329.1105 | 329.1105 | 318.494 | 329.1105 | 318.494 | 329.1105 | 3780.3571 | 3875.0104 | 0.66228
4875 | Pump | Pump | P-B1 | Heating 1 | 1.5 | [5 empty] | 1.5 | 0.75 | 0.81875 | 0.66925 | 1.025 |  | 0.4 | All Day | 24.0 | 297.6 | 268.8 | 223.2 | 144 | 119.04 | 0 | 7.44 | 7.44 | 7.2 | 59.52 | 115.2 | 208.32 | 305.0514 | 275.5303 | 228.7885 | 147.6055 | 122.0205 | 0 | 7.6263 | 7.6263 | 7.3803 | 61.0103 | 118.0844 | 213.536 | 1457.76 | 1494.2596 | 0.1847
4876 | Ventilation | Kitchen Exhaust Fan | EF-2 | Uniform | 1.5 | [5 empty] | 1.5 | 0.75 | 0.81875 | 0.66925 | 1.025 |  | 1 | AC-4 | 16.714285714285700 | 518.1429 | 468 | 518.1429 | 501.4286 | 518.1429 | 501.4286 | 518.1429 | 518.1429 | 501.4286 | 518.1429 | 501.4286 | 518.1429 | 531.1162 | 479.7179 | 531.1162 | 513.9834 | 531.1162 | 513.9834 | 531.1162 | 531.1162 | 513.9834 | 531.1162 | 513.9834 | 531.1162 | 6100.7143 | 6253.465 | 0.5555
4877 | Ventilation | Kitchen Exhaust Fan | EF-2 | Uniform | 1.5 | [5 empty] | 1.5 | 0.75 | 0.81875 | 0.66925 | 1.025 |  | 1 | AC-4 | 16.714285714285700 | 518.1429 | 468 | 518.1429 | 501.4286 | 518.1429 | 501.4286 | 518.1429 | 518.1429 | 501.4286 | 518.1429 | 501.4286 | 518.1429 | 531.1162 | 479.7179 | 531.1162 | 513.9834 | 531.1162 | 513.9834 | 531.1162 | 531.1162 | 513.9834 | 531.1162 | 513.9834 | 531.1162 | 6100.7143 | 6253.465 | 0.55049
4878 | Pump | HEXMUA SOURCE | HL-P4 | Heating 1 | 1.5 | [5 empty] | 1.5 | 0.75 | 0.81875 | 0.66925 | 1.025 |  | 0.1 | All Day | 24.0 | 74.4 | 67.2 | 66.96 | 36 | 29.76 | 7.2 | 0 | 0 | 7.2 | 29.76 | 28.8 | 52.08 | 76.2628 | 68.8826 | 68.6366 | 36.9014 | 30.5051 | 7.3803 | 0 | 0 | 7.3803 | 30.5051 | 29.5211 | 53.384 | 399.36 | 409.3592 | 0.068085
4879 | Ventilation | Air Handling Unit | AH-17 | Uniform | 1.5 | [5 empty] | 1.5 | 0.75 | 0.81875 | 0.66925 | 1.025 |  | 1 | Retail | 8.571428571 | 265.7143 | 240 | 265.7143 | 257.1429 | 265.7143 | 257.1429 | 265.7143 | 265.7143 | 257.1429 | 265.7143 | 257.1429 | 265.7143 | 272.3673 | 246.0092 | 272.3673 | 263.5812 | 272.3673 | 263.5812 | 272.3673 | 272.3673 | 263.5812 | 272.3673 | 263.5812 | 272.3673 | 3128.5714 | 3206.9051 | 0.39498
4880 | Ventilation | Air Handling Unit | AH-18 | Uniform | 1.5 | [5 empty] | 1.5 | 0.75 | 0.81875 | 0.66925 | 1.025 |  | 1 | Retail | 8.571428571 | 265.7143 | 240 | 265.7143 | 257.1429 | 265.7143 | 257.1429 | 265.7143 | 265.7143 | 257.1429 | 265.7143 | 257.1429 | 265.7143 | 272.3673 | 246.0092 | 272.3673 | 263.5812 | 272.3673 | 263.5812 | 272.3673 | 272.3673 | 263.5812 | 272.3673 | 263.5812 | 272.3673 | 3128.5714 | 3206.9051 | 0.39498
4881 | Ventilation | Air Handling Unit | AH-19 | Uniform | 1.5 | [5 empty] | 1.5 | 0.75 | 0.81875 | 0.66925 | 1.025 |  | 1 | Retail | 8.571428571 | 265.7143 | 240 | 265.7143 | 257.1429 | 265.7143 | 257.1429 | 265.7143 | 265.7143 | 257.1429 | 265.7143 | 257.1429 | 265.7143 | 272.3673 | 246.0092 | 272.3673 | 263.5812 | 272.3673 | 263.5812 | 272.3673 | 272.3673 | 263.5812 | 272.3673 | 263.5812 | 272.3673 | 3128.5714 | 3206.9051 | 0.39498
4882 | Ventilation | Air Handling Unit | AH-20 | Uniform | 1.5 | [5 empty] | 1.5 | 0.75 | 0.81875 | 0.66925 | 1.025 |  | 1 | Retail | 8.571428571 | 265.7143 | 240 | 265.7143 | 257.1429 | 265.7143 | 257.1429 | 265.7143 | 265.7143 | 257.1429 | 265.7143 | 257.1429 | 265.7143 | 272.3673 | 246.0092 | 272.3673 | 263.5812 | 272.3673 | 263.5812 | 272.3673 | 272.3673 | 263.5812 | 272.3673 | 263.5812 | 272.3673 | 3128.5714 | 3206.9051 | 0.39498
4883 | Ventilation | Air Handling Unit | AH-21 | Uniform | 1.5 | [5 empty] | 1.5 | 0.75 | 0.81875 | 0.66925 | 1.025 |  | 1 | Retail | 8.571428571 | 265.7143 | 240 | 265.7143 | 257.1429 | 265.7143 | 257.1429 | 265.7143 | 265.7143 | 257.1429 | 265.7143 | 257.1429 | 265.7143 | 272.3673 | 246.0092 | 272.3673 | 263.5812 | 272.3673 | 263.5812 | 272.3673 | 272.3673 | 263.5812 | 272.3673 | 263.5812 | 272.3673 | 3128.5714 | 3206.9051 | 0.39498
4884 | AC System | Evaporator Fan | CRAC-1 | Uniform | 2.0 | [5 empty] | 2.0 | 0.75 | 0.845 | 0.702 | 1.3243 |  | 0 | All Day | 24.0 | 0 | 0 | 0 | 0 | 0 | 0 | 0 | 0 | 0 | 0 | 0 | 0 | 0 | 0 | 0 | 0 | 0 | 0 | 0 | 0 | 0 | 0 | 0 | 0 | 0 | 0 | 0
4885 | AC System | Evaporator Fan | CRAC-2 | Uniform | 2.0 | [5 empty] | 2.0 | 0.75 | 0.845 | 0.702 | 1.3243 |  | 0 | All Day | 24.0 | 0 | 0 | 0 | 0 | 0 | 0 | 0 | 0 | 0 | 0 | 0 | 0 | 0 | 0 | 0 | 0 | 0 | 0 | 0 | 0 | 0 | 0 | 0 | 0 | 0 | 0 | 0
4886 | Pump | Pump | P-18 | Heat Pump | 2.0 | [5 empty] | 2.0 | 0.75 | 0.845 | 0.702 | 1.3243 |  | 0 | All Day | 24.0 | 0 | 0 | 0 | 0 | 0 | 0 | 0 | 0 | 0 | 0 | 0 | 0 | 0 | 0 | 0 | 0 | 0 | 0 | 0 | 0 | 0 | 0 | 0 | 0 | 0 | 0 | 0
4887 | AC system | Water Cooling Tower Fan | CT202 | AC System | 2.0 | [5 empty] | 2.0 | 0.75 | 0.845 | 0.702 | 1.3243 |  | 0 | All Day | 24.0 | 0 | 0 | 0 | 0 | 0 | 0 | 0 | 0 | 0 | 0 | 0 | 0 | 0 | 0 | 0 | 0 | 0 | 0 | 0 | 0 | 0 | 0 | 0 | 0 | 0 | 0 | 0
4888 | Fume hoods | Fume Hood |  | Uniform | 2.0 | [5 empty] | 2.0 | 0.75 | 0.845 | 0.702 | 1.3243 |  | 0 |  | 24.0 | 0 | 0 | 0 | 0 | 0 | 0 | 0 | 0 | 0 | 0 | 0 | 0 | 0 | 0 | 0 | 0 | 0 | 0 | 0 | 0 | 0 | 0 | 0 | 0 | 0 | 0 | 0
4889 | Ventilation | Supply Fan | AC-6 | Cooling 1 | 2.0 | [5 empty] | 2.0 | 0.75 | 0.845 | 0.702 | 1.3243 |  | 0 | All Day | 24.0 | 0 | 0 | 0 | 0 | 0 | 0 | 0 | 0 | 0 | 0 | 0 | 0 | 0 | 0 | 0 | 0 | 0 | 0 | 0 | 0 | 0 | 0 | 0 | 0 | 0 | 0 | 0
4890 | Pump | Pump | P-6 | Uniform | 2.0 | [5 empty] | 2.0 | 0.75 | 0.845 | 0.702 | 1.3243 |  | 0 | Occupied | 16.523809523809500 | 0 | 0 | 0 | 0 | 0 | 0 | 0 | 0 | 0 | 0 | 0 | 0 | 0 | 0 | 0 | 0 | 0 | 0 | 0 | 0 | 0 | 0 | 0 | 0 | 0 | 0 | 0
4891 | Ventilation | 5.4 T Liebert - Main Fan | ACU 004 | Uniform | 2 |  | 3 |  | 208.0 |  | 2.0 | 0.75 | 0.845 | 0.702 | 1.3243 |  | 0 | All Day | 24.0 | 0 | 0 | 0 | 0 | 0 | 0 | 0 | 0 | 0 | 0 | 0 | 0 | 0 | 0 | 0 | 0 | 0 | 0 | 0 | 0 | 0 | 0 | 0 | 0 | 0 | 0 | 0
4892 | Ventilation | 5.4 T Liebert - Main Fan | ACU 005 | Uniform | 2 |  | 3 |  | 208.0 |  | 2.0 | 0.75 | 0.845 | 0.702 | 1.3243 |  | 0 | All Day | 24.0 | 0 | 0 | 0 | 0 | 0 | 0 | 0 | 0 | 0 | 0 | 0 | 0 | 0 | 0 | 0 | 0 | 0 | 0 | 0 | 0 | 0 | 0 | 0 | 0 | 0 | 0 | 0
4893 | Pump | Pump | P-6 | Uniform | 2.0 | [5 empty] | 2.0 | 0.75 | 0.845 | 0.702 | 1.3243 |  | 0 | Occupied | 18.357142857142900 | 0 | 0 | 0 | 0 | 0 | 0 | 0 | 0 | 0 | 0 | 0 | 0 | 0 | 0 | 0 | 0 | 0 | 0 | 0 | 0 | 0 | 0 | 0 | 0 | 0 | 0 | 0
4894 | Ventilation | Exhaust Fan | EF-12 | Uniform | 2.0 | [5 empty] | 2.0 | 0.75 | 0.845 | 0.702 | 1.3243 |  | 0 | 24/7 | 24.0 | 0 | 0 | 0 | 0 | 0 | 0 | 0 | 0 | 0 | 0 | 0 | 0 | 0 | 0 | 0 | 0 | 0 | 0 | 0 | 0 | 0 | 0 | 0 | 0 | 0 | 0 | 0
4895 | Pump | HP01 SOURCE PUMP | S-P1 | Heat Pump | 2.0 | [5 empty] | 2.0 | 0.75 | 0.845 | 0.702 | 1.3243 |  | 0 | All Day | 24.0 | 0 | 0 | 0 | 0 | 0 | 0 | 0 | 0 | 0 | 0 | 0 | 0 | 0 | 0 | 0 | 0 | 0 | 0 | 0 | 0 | 0 | 0 | 0 | 0 | 0 | 0 | 0
4896 | Pump | HP01 LOAD PUMP | L-P1 | Heat Pump | 2.0 | [5 empty] | 2.0 | 0.75 | 0.845 | 0.702 | 1.3243 |  | 0 | All Day | 24.0 | 0 | 0 | 0 | 0 | 0 | 0 | 0 | 0 | 0 | 0 | 0 | 0 | 0 | 0 | 0 | 0 | 0 | 0 | 0 | 0 | 0 | 0 | 0 | 0 | 0 | 0 | 0
4897 | Pump | Pump | CP-12 | Cooling 1 | 2.0 | [5 empty] | 2.0 | 0.75 | 0.845 | 0.702 | 1.3243 |  |  | All Day | 24.0 | 0 | 0 | 0 | 0 | 0 | 0 | 0 | 0 | 0 | 0 | 0 | 0 | 0 | 0 | 0 | 0 | 0 | 0 | 0 | 0 | 0 | 0 | 0 | 0 | 0 | 0 | 0
4898 | Pump | Pump | CP-13 | Cooling 1 | 2.0 | [5 empty] | 2.0 | 0.75 | 0.845 | 0.702 | 1.3243 |  |  | All Day | 24.0 | 0 | 0 | 0 | 0 | 0 | 0 | 0 | 0 | 0 | 0 | 0 | 0 | 0 | 0 | 0 | 0 | 0 | 0 | 0 | 0 | 0 | 0 | 0 | 0 | 0 | 0 | 0
4899 | Pump | Heat pump return (Bldg side) | P-203 | GEO Estimate | 2.0 | [5 empty] | 2.0 | 0.75 | 0.845 | 0.702 | 1.3243 |  | 0 | 24.0 | 24.0 | [24 empty] | 0 | 0 | 0
4900 | Pump | Pump | P-6 | Uniform | 2.0 | [5 empty] | 2.0 | 0.75 | 0.845 | 0.702 | 1.3243 |  | 0 | Occupied | 16.523809523809500 | 0 | 0 | 0 | 0 | 0 | 0 | 0 | 0 | 0 | 0 | 0 | 0 | 0 | 0 | 0 | 0 | 0 | 0 | 0 | 0 | 0 | 0 | 0 | 0 | 0 | 0 | 0
4901 | Ventilation | Supply Fan | CRAH-7 | Uniform | 2.0 | [5 empty] | 2.0 | 0.75 | 0.845 | 0.702 | 1.3243 |  | 0 | All Day | 24.0 | 0 | 0 | 0 | 0 | 0 | 0 | 0 | 0 | 0 | 0 | 0 | 0 | 0 | 0 | 0 | 0 | 0 | 0 | 0 | 0 | 0 | 0 | 0 | 0 | 0 | 0 | 0
4902 | AC system | Condenser Fan | AHU-2 | Cooling 1 | 2.0 | [5 empty] | 2.0 | 0.75 | 0.845 | 0.702 | 1.3243 |  | 0.3 | AHU2 AHU3 MUA | 17.5 | 0 | 0 | 0 | 0 | 81.375 | 157.5 | 162.75 | 162.75 | 78.75 | 0 | 0 | 0 | 0 | 0 | 0 | 0 | 107.7617 | 208.571 | 215.5234 | 215.5234 | 104.2855 | 0 | 0 | 0 | 643.125 | 851.6649 | 0.36994
4903 | Pump | MRI Chiller Circ Pump | P-MRI-CH1 | Uniform | 2.0 | [5 empty] | 2.0 | 0.75 | 0.845 | 0.702 | 1.3243 | 1 | 0.5 | DNT | 12.0 | 186 | 168 | 186 | 180 | 186 | 180 | 186 | 186 | 180 | 186 | 180 | 186 | 246.3124 | 222.4757 | 246.3124 | 238.3669 | 246.3124 | 238.3669 | 246.3124 | 246.3124 | 238.3669 | 246.3124 | 238.3669 | 246.3124 | 2190 | 2900.1302 | 0.051904
4904 | Pump | MRI Chiller Circ Pump | P-MRI-CH2 | Uniform | 2.0 | [5 empty] | 2.0 | 0.75 | 0.845 | 0.702 | 1.3243 | 1 | 0.5 | DNT | 12.0 | 186 | 168 | 186 | 180 | 186 | 180 | 186 | 186 | 180 | 186 | 180 | 186 | 246.3124 | 222.4757 | 246.3124 | 238.3669 | 246.3124 | 238.3669 | 246.3124 | 246.3124 | 238.3669 | 246.3124 | 238.3669 | 246.3124 | 2190 | 2900.1302 | 0.051904
4905 | Pump | MRI Chiller Circ Pump | P-MRI-CH1-CT | Uniform | 2.0 | [5 empty] | 2.0 | 0.75 | 0.845 | 0.702 | 1.3243 | 1 | 0.5 | DNT | 12.0 | 186 | 168 | 186 | 180 | 186 | 180 | 186 | 186 | 180 | 186 | 180 | 186 | 246.3124 | 222.4757 | 246.3124 | 238.3669 | 246.3124 | 238.3669 | 246.3124 | 246.3124 | 238.3669 | 246.3124 | 238.3669 | 246.3124 | 2190 | 2900.1302 | 0.051904
4906 | Pump | MRI Chiller Circ Pump | P-MRI-CH2-CT | Uniform | 2.0 | [5 empty] | 2.0 | 0.75 | 0.845 | 0.702 | 1.3243 | 1 | 0.5 | DNT | 12.0 | 186 | 168 | 186 | 180 | 186 | 180 | 186 | 186 | 180 | 186 | 180 | 186 | 246.3124 | 222.4757 | 246.3124 | 238.3669 | 246.3124 | 238.3669 | 246.3124 | 246.3124 | 238.3669 | 246.3124 | 238.3669 | 246.3124 | 2190 | 2900.1302 | 0.051904
4907 | Pump | MRI Chiller Circ Pump | P-MRI-CH1 | Uniform | 2.0 | [5 empty] | 2.0 | 0.75 | 0.845 | 0.702 | 1.3243 | 1 | 0.5 | DNT | 12.0 | 186 | 168 | 186 | 180 | 186 | 180 | 186 | 186 | 180 | 186 | 180 | 186 | 246.3124 | 222.4757 | 246.3124 | 238.3669 | 246.3124 | 238.3669 | 246.3124 | 246.3124 | 238.3669 | 246.3124 | 238.3669 | 246.3124 | 2190 | 2900.1302 | 0.051904
4908 | Pump | MRI Chiller Circ Pump | P-MRI-CH2 | Uniform | 2.0 | [5 empty] | 2.0 | 0.75 | 0.845 | 0.702 | 1.3243 | 1 | 0.5 | DNT | 12.0 | 186 | 168 | 186 | 180 | 186 | 180 | 186 | 186 | 180 | 186 | 180 | 186 | 246.3124 | 222.4757 | 246.3124 | 238.3669 | 246.3124 | 238.3669 | 246.3124 | 246.3124 | 238.3669 | 246.3124 | 238.3669 | 246.3124 | 2190 | 2900.1302 | 0.051904
4909 | Pump | MRI Chiller Circ Pump | P-MRI-CH1-CT | Uniform | 2.0 | [5 empty] | 2.0 | 0.75 | 0.845 | 0.702 | 1.3243 | 1 | 0.5 | DNT | 12.0 | 186 | 168 | 186 | 180 | 186 | 180 | 186 | 186 | 180 | 186 | 180 | 186 | 246.3124 | 222.4757 | 246.3124 | 238.3669 | 246.3124 | 238.3669 | 246.3124 | 246.3124 | 238.3669 | 246.3124 | 238.3669 | 246.3124 | 2190 | 2900.1302 | 0.051904
4910 | Pump | MRI Chiller Circ Pump | P-MRI-CH2-CT | Uniform | 2.0 | [5 empty] | 2.0 | 0.75 | 0.845 | 0.702 | 1.3243 | 1 | 0.5 | DNT | 12.0 | 186 | 168 | 186 | 180 | 186 | 180 | 186 | 186 | 180 | 186 | 180 | 186 | 246.3124 | 222.4757 | 246.3124 | 238.3669 | 246.3124 | 238.3669 | 246.3124 | 246.3124 | 238.3669 | 246.3124 | 238.3669 | 246.3124 | 2190 | 2900.1302 | 0.051904
4911 | Ventilation | Carl Jrs Exhaust Fan | EF-2 | Uniform | 2.0 | [5 empty] | 2.0 | 0.75 | 0.845 | 0.702 | 1.3243 |  | 1 | Occupied | 12.0 | 372 | 336 | 372 | 360 | 372 | 360 | 372 | 372 | 360 | 372 | 360 | 372 | 492.6249 | 444.9515 | 492.6249 | 476.7337 | 492.6249 | 476.7337 | 492.6249 | 492.6249 | 476.7337 | 492.6249 | 476.7337 | 492.6249 | 4380 | 5800.2604 | 0.69389
4912 | Pump | Pump | P-26 | Uniform | 2.0 | [5 empty] | 2.0 | 0.75 | 0.845 | 0.702 | 1.3243 |  | 0.5 | All Day | 24.0 | 372 | 336 | 372 | 360 | 372 | 360 | 372 | 372 | 360 | 372 | 360 | 372 | 492.6249 | 444.9515 | 492.6249 | 476.7337 | 492.6249 | 476.7337 | 492.6249 | 492.6249 | 476.7337 | 492.6249 | 476.7337 | 492.6249 | 4380 | 5800.2604 | 0.41821
4913 | Pump | Pump | P-27 | Uniform | 2.0 | [5 empty] | 2.0 | 0.75 | 0.845 | 0.702 | 1.3243 |  | 0.5 | All Day | 24.0 | 372 | 336 | 372 | 360 | 372 | 360 | 372 | 372 | 360 | 372 | 360 | 372 | 492.6249 | 444.9515 | 492.6249 | 476.7337 | 492.6249 | 476.7337 | 492.6249 | 492.6249 | 476.7337 | 492.6249 | 476.7337 | 492.6249 | 4380 | 5800.2604 | 0.41821
4914 | Pump | circ Pumps | P-1,2,3,4,5,6 | Uniform | 2.0 | [5 empty] | 2.0 | 0.75 | 0.845 | 0.702 | 1.3243 |  | 0.5 | All Day | 24.0 | 372 | 336 | 372 | 360 | 372 | 360 | 372 | 372 | 360 | 372 | 360 | 372 | 492.6249 | 444.9515 | 492.6249 | 476.7337 | 492.6249 | 476.7337 | 492.6249 | 492.6249 | 476.7337 | 492.6249 | 476.7337 | 492.6249 | 4380 | 5800.2604 | 0.040351
4915 | Ventilation |  |  | Uniform | 2.0 | [5 empty] | 2.0 | 0.75 | 0.845 | 0.702 | 1.3243 |  | 1 | Occupied (Example) | 12.0 | 372 | 336 | 372 | 360 | 372 | 360 | 372 | 372 | 360 | 372 | 360 | 372 | 492.6249 | 444.9515 | 492.6249 | 476.7337 | 492.6249 | 476.7337 | 492.6249 | 492.6249 | 476.7337 | 492.6249 | 476.7337 | 492.6249 | 4380 | 5800.2604 | 20.1595
4916 | Pump | DHW Pump | P-D01 | Uniform | 2.0 | [5 empty] | 2.0 | 0.75 | 0.845 | 0.702 | 1.3243 |  | 0.5 | All Day | 24.0 | 372 | 336 | 372 | 360 | 372 | 360 | 372 | 372 | 360 | 372 | 360 | 372 | 492.6249 | 444.9515 | 492.6249 | 476.7337 | 492.6249 | 476.7337 | 492.6249 | 492.6249 | 476.7337 | 492.6249 | 476.7337 | 492.6249 | 4380 | 5800.2604 | 0.29789
4917 | Pump | DHW Pump | P-D02 | Uniform | 2.0 | [5 empty] | 2.0 | 0.75 | 0.845 | 0.702 | 1.3243 |  | 0.5 | All Day | 24.0 | 372 | 336 | 372 | 360 | 372 | 360 | 372 | 372 | 360 | 372 | 360 | 372 | 492.6249 | 444.9515 | 492.6249 | 476.7337 | 492.6249 | 476.7337 | 492.6249 | 492.6249 | 476.7337 | 492.6249 | 476.7337 | 492.6249 | 4380 | 5800.2604 | 0.29789
4918 | Ventilation | Transfer Fan | 2-F1 | Uniform | 2.0 | [5 empty] | 2.0 | 0.75 | 0.845 | 0.702 | 1.3243 |  | 1 | Occupied (Example) | 12.0 | 372 | 336 | 372 | 360 | 372 | 360 | 372 | 372 | 360 | 372 | 360 | 372 | 492.6249 | 444.9515 | 492.6249 | 476.7337 | 492.6249 | 476.7337 | 492.6249 | 492.6249 | 476.7337 | 492.6249 | 476.7337 | 492.6249 | 4380 | 5800.2604 | 1.894
4919 | Ventilation | Exhaust Fan | EF-6 | Uniform | 2.0 | [5 empty] | 2.0 | 0.75 | 0.845 | 0.702 | 1.3243 |  | 0.5 | 24/7 | 24.0 | 372 | 336 | 372 | 360 | 372 | 360 | 372 | 372 | 360 | 372 | 360 | 372 | 492.6249 | 444.9515 | 492.6249 | 476.7337 | 492.6249 | 476.7337 | 492.6249 | 492.6249 | 476.7337 | 492.6249 | 476.7337 | 492.6249 | 4380 | 5800.2604 | 0.58075
4920 | Ventilation | Exhaust Fan | EF-16 | Uniform | 2.0 | [5 empty] | 2.0 | 0.75 | 0.845 | 0.702 | 1.3243 |  | 0.5 | 24/7 | 24.0 | 372 | 336 | 372 | 360 | 372 | 360 | 372 | 372 | 360 | 372 | 360 | 372 | 492.6249 | 444.9515 | 492.6249 | 476.7337 | 492.6249 | 476.7337 | 492.6249 | 492.6249 | 476.7337 | 492.6249 | 476.7337 | 492.6249 | 4380 | 5800.2604 | 0.40534
4921 | Ventilation | Central Air Handler SF | AHU-1 | Uniform | 2.0 | [5 empty] | 2.0 | 0.75 | 0.845 | 0.702 | 1.3243 |  | 1 | TimeClock | 12.0 | 372 | 336 | 372 | 360 | 372 | 360 | 372 | 372 | 360 | 372 | 360 | 372 | 492.6249 | 444.9515 | 492.6249 | 476.7337 | 492.6249 | 476.7337 | 492.6249 | 492.6249 | 476.7337 | 492.6249 | 476.7337 | 492.6249 | 4380 | 5800.2604 | 6.9029
4922 | Ventilation | Central Air Handler RF | AHU-1 | Uniform | 2.0 | [5 empty] | 2.0 | 0.75 | 0.845 | 0.702 | 1.3243 |  | 1 | TimeClock | 12.0 | 372 | 336 | 372 | 360 | 372 | 360 | 372 | 372 | 360 | 372 | 360 | 372 | 492.6249 | 444.9515 | 492.6249 | 476.7337 | 492.6249 | 476.7337 | 492.6249 | 492.6249 | 476.7337 | 492.6249 | 476.7337 | 492.6249 | 4380 | 5800.2604 | 6.9029
4923 | Pump | Pump | P-11 | Uniform | 2.0 | [5 empty] | 2.0 | 0.75 | 0.845 | 0.702 | 1.3243 |  | 0.5 | All Day | 24.0 | 372 | 336 | 372 | 360 | 372 | 360 | 372 | 372 | 360 | 372 | 360 | 372 | 492.6249 | 444.9515 | 492.6249 | 476.7337 | 492.6249 | 476.7337 | 492.6249 | 492.6249 | 476.7337 | 492.6249 | 476.7337 | 492.6249 | 4380 | 5800.2604 | 0.10981
4924 | Pump | Pump | P-12 | Uniform | 2.0 | [5 empty] | 2.0 | 0.75 | 0.845 | 0.702 | 1.3243 |  | 0.5 | All Day | 24.0 | 372 | 336 | 372 | 360 | 372 | 360 | 372 | 372 | 360 | 372 | 360 | 372 | 492.6249 | 444.9515 | 492.6249 | 476.7337 | 492.6249 | 476.7337 | 492.6249 | 492.6249 | 476.7337 | 492.6249 | 476.7337 | 492.6249 | 4380 | 5800.2604 | 0.10981
4925 | Ventilation | Exhaust Fan | F-14 | Uniform | 2.0 | [5 empty] | 2.0 | 0.75 | 0.845 | 0.702 | 1.3243 |  | 0.5 | All Day | 24.0 | 372 | 336 | 372 | 360 | 372 | 360 | 372 | 372 | 360 | 372 | 360 | 372 | 492.6249 | 444.9515 | 492.6249 | 476.7337 | 492.6249 | 476.7337 | 492.6249 | 492.6249 | 476.7337 | 492.6249 | 476.7337 | 492.6249 | 4380 | 5800.2604 | 0.19004
4926 | Ventilation | Supply Fan | MUA-1 | Uniform | 2.0 | [5 empty] | 2.0 | 0.75 | 0.845 | 0.702 | 1.3243 |  | 1 | Time Clock | 12.0 | 372 | 336 | 372 | 360 | 372 | 360 | 372 | 372 | 360 | 372 | 360 | 372 | 492.6249 | 444.9515 | 492.6249 | 476.7337 | 492.6249 | 476.7337 | 492.6249 | 492.6249 | 476.7337 | 492.6249 | 476.7337 | 492.6249 | 4380 | 5800.2604 | 15.2069
4927 | Ventilation | Carl Jrs Exhaust Fan | EF-2 | Uniform | 2.0 | [5 empty] | 2.0 | 0.75 | 0.845 | 0.702 | 1.3243 |  | 1 | Occupied | 12.0 | 372 | 336 | 372 | 360 | 372 | 360 | 372 | 372 | 360 | 372 | 360 | 372 | 492.6249 | 444.9515 | 492.6249 | 476.7337 | 492.6249 | 476.7337 | 492.6249 | 492.6249 | 476.7337 | 492.6249 | 476.7337 | 492.6249 | 4380 | 5800.2604 | 0.69389
4928 | Ventilation | Supply Fan | AHU-3 | Uniform | 2.0 | [5 empty] | 2.0 | 0.75 | 0.845 | 0.702 | 1.3243 |  | 1 | All Day | 24.0 | 744 | 672 | 744 | 720 | 744 | 720 | 744 | 744 | 720 | 744 | 720 | 744 | 985.2497 | 889.903 | 985.2497 | 953.4675 | 985.2497 | 953.4675 | 985.2497 | 985.2497 | 953.4675 | 985.2497 | 953.4675 | 985.2497 | 8760 | 11600.5207 | 1.0753
4929 | Ventilation | Supply fan | RTU-2 | Uniform | 2.0 | [5 empty] | 2.0 | 0.75 | 0.845 | 0.702 | 1.3243 |  | 1 | All Day | 24.0 | 744 | 672 | 744 | 720 | 744 | 720 | 744 | 744 | 720 | 744 | 720 | 744 | 985.2497 | 889.903 | 985.2497 | 953.4675 | 985.2497 | 953.4675 | 985.2497 | 985.2497 | 953.4675 | 985.2497 | 953.4675 | 985.2497 | 8760 | 11600.5207 | 0.080701
4930 | Ventilation | Exhaust Fans | EF-6-12 | Uniform | 2.0 | [5 empty] | 2.0 | 0.75 | 0.845 | 0.702 | 1.3243 |  | 1 | All Day | 24.0 | 744 | 672 | 744 | 720 | 744 | 720 | 744 | 744 | 720 | 744 | 720 | 744 | 985.2497 | 889.903 | 985.2497 | 953.4675 | 985.2497 | 953.4675 | 985.2497 | 985.2497 | 953.4675 | 985.2497 | 953.4675 | 985.2497 | 8760 | 11600.5207 | 0.080701
4931 | Ventilation | Fumehood EF | FHE-01 | Uniform | 2.0 | [5 empty] | 2.0 | 0.75 | 0.845 | 0.702 | 1.3243 |  | 1 | All Day | 24.0 | 744 | 672 | 744 | 720 | 744 | 720 | 744 | 744 | 720 | 744 | 720 | 744 | 985.2497 | 889.903 | 985.2497 | 953.4675 | 985.2497 | 953.4675 | 985.2497 | 985.2497 | 953.4675 | 985.2497 | 953.4675 | 985.2497 | 8760 | 11600.5207 | 0.59578
4932 | Ventilation | Fumehood EF | FHE-07 | Uniform | 2.0 | [5 empty] | 2.0 | 0.75 | 0.845 | 0.702 | 1.3243 |  | 1 | All Day | 24.0 | 744 | 672 | 744 | 720 | 744 | 720 | 744 | 744 | 720 | 744 | 720 | 744 | 985.2497 | 889.903 | 985.2497 | 953.4675 | 985.2497 | 953.4675 | 985.2497 | 985.2497 | 953.4675 | 985.2497 | 953.4675 | 985.2497 | 8760 | 11600.5207 | 0.59578
4933 | Ventilation | Return Fan | AHU-10 | Uniform | 2.0 | [5 empty] | 2.0 | 0.75 | 0.845 | 0.702 | 1.3243 |  | 1 | All Day | 24.0 | 744 | 672 | 744 | 720 | 744 | 720 | 744 | 744 | 720 | 744 | 720 | 744 | 985.2497 | 889.903 | 985.2497 | 953.4675 | 985.2497 | 953.4675 | 985.2497 | 985.2497 | 953.4675 | 985.2497 | 953.4675 | 985.2497 | 8760 | 11600.5207 | 0.89926
4934 | Ventilation | Return Fan | AHU-12 | Uniform | 2.0 | [5 empty] | 2.0 | 0.75 | 0.845 | 0.702 | 1.3243 |  | 1 | All Day | 24.0 | 744 | 672 | 744 | 720 | 744 | 720 | 744 | 744 | 720 | 744 | 720 | 744 | 985.2497 | 889.903 | 985.2497 | 953.4675 | 985.2497 | 953.4675 | 985.2497 | 985.2497 | 953.4675 | 985.2497 | 953.4675 | 985.2497 | 8760 | 11600.5207 | 0.89926
4935 | Ventilation | Return Fan | AHU-13 | Uniform | 2.0 | [5 empty] | 2.0 | 0.75 | 0.845 | 0.702 | 1.3243 |  | 1 | All Day | 24.0 | 744 | 672 | 744 | 720 | 744 | 720 | 744 | 744 | 720 | 744 | 720 | 744 | 985.2497 | 889.903 | 985.2497 | 953.4675 | 985.2497 | 953.4675 | 985.2497 | 985.2497 | 953.4675 | 985.2497 | 953.4675 | 985.2497 | 8760 | 11600.5207 | 0.89926
4936 | Ventilation | Toilet Exhaust Fan | EF-1 | Uniform | 2.0 | [5 empty] | 2.0 | 0.75 | 0.845 | 0.702 | 1.3243 |  | 1 | All Day | 24.0 | 744 | 672 | 744 | 720 | 744 | 720 | 744 | 744 | 720 | 744 | 720 | 744 | 985.2497 | 889.903 | 985.2497 | 953.4675 | 985.2497 | 953.4675 | 985.2497 | 985.2497 | 953.4675 | 985.2497 | 953.4675 | 985.2497 | 8760 | 11600.5207 | 1.0305
4937 | Ventilation | Exhaust Fan | EF-2 | Uniform | 2.0 | [5 empty] | 2.0 | 0.75 | 0.845 | 0.702 | 1.3243 |  | 1 | All Day | 24.0 | 744 | 672 | 744 | 720 | 744 | 720 | 744 | 744 | 720 | 744 | 720 | 744 | 985.2497 | 889.903 | 985.2497 | 953.4675 | 985.2497 | 953.4675 | 985.2497 | 985.2497 | 953.4675 | 985.2497 | 953.4675 | 985.2497 | 8760 | 11600.5207 | 10.4568
4938 | Ventilation | Exhaust Fan | EF-3 | Uniform | 2.0 | [5 empty] | 2.0 | 0.75 | 0.845 | 0.702 | 1.3243 |  | 1 | All Day | 24.0 | 744 | 672 | 744 | 720 | 744 | 720 | 744 | 744 | 720 | 744 | 720 | 744 | 985.2497 | 889.903 | 985.2497 | 953.4675 | 985.2497 | 953.4675 | 985.2497 | 985.2497 | 953.4675 | 985.2497 | 953.4675 | 985.2497 | 8760 | 11600.5207 | 10.4568
4939 | Ventilation | 5.4 T Liebert - Main Fan | ACU 002 | Uniform | 2 |  | 3 |  | 208.0 |  | 2.0 | 0.75 | 0.845 | 0.702 | 1.3243 |  | 1 | All Day | 24.0 | 744 | 672 | 744 | 720 | 744 | 720 | 744 | 744 | 720 | 744 | 720 | 744 | 985.2497 | 889.903 | 985.2497 | 953.4675 | 985.2497 | 953.4675 | 985.2497 | 985.2497 | 953.4675 | 985.2497 | 953.4675 | 985.2497 | 8760 | 11600.5207 | 1.3433
4940 | Ventilation | 5.4 T Liebert - Main Fan | ACU 003 | Uniform | 2 |  | 3 |  | 208.0 |  | 2.0 | 0.75 | 0.845 | 0.702 | 1.3243 |  | 1 | All Day | 24.0 | 744 | 672 | 744 | 720 | 744 | 720 | 744 | 744 | 720 | 744 | 720 | 744 | 985.2497 | 889.903 | 985.2497 | 953.4675 | 985.2497 | 953.4675 | 985.2497 | 985.2497 | 953.4675 | 985.2497 | 953.4675 | 985.2497 | 8760 | 11600.5207 | 1.3433
4941 | Ventilation | Exhaust Fan | EF-1 | Uniform | 2.0 | [5 empty] | 2.0 | 0.75 | 0.845 | 0.702 | 1.3243 |  | 1 |  | 24.0 | 744 | 672 | 744 | 720 | 744 | 720 | 744 | 744 | 720 | 744 | 720 | 744 | 985.2497 | 889.903 | 985.2497 | 953.4675 | 985.2497 | 953.4675 | 985.2497 | 985.2497 | 953.4675 | 985.2497 | 953.4675 | 985.2497 | 8760 | 11600.5207 | 27.4815
4942 | Ventilation | Central Exhaust |  | Uniform | 2.0 | [5 empty] | 2.0 | 0.75 | 0.845 | 0.702 | 1.3243 |  | 1 | All Day | 24.0 | 744 | 672 | 744 | 720 | 744 | 720 | 744 | 744 | 720 | 744 | 720 | 744 | 985.2497 | 889.903 | 985.2497 | 953.4675 | 985.2497 | 953.4675 | 985.2497 | 985.2497 | 953.4675 | 985.2497 | 953.4675 | 985.2497 | 8760 | 11600.5207 | 4.8063
4943 | Ventilation | Supply Fan | RTU-1 | Uniform | 2.0 | [5 empty] | 2.0 | 0.75 | 0.845 | 0.702 | 1.3243 |  | 1 | 24/7 | 24.0 | 744 | 672 | 744 | 720 | 744 | 720 | 744 | 744 | 720 | 744 | 720 | 744 | 985.2497 | 889.903 | 985.2497 | 953.4675 | 985.2497 | 953.4675 | 985.2497 | 985.2497 | 953.4675 | 985.2497 | 953.4675 | 985.2497 | 8760 | 11600.5207 | 1.1615
4944 | Ventilation | Exhaust Fan | EF-1a | Uniform | 2.0 | [5 empty] | 2.0 | 0.75 | 0.845 | 0.702 | 1.3243 |  | 1 | 24/7 | 24.0 | 744 | 672 | 744 | 720 | 744 | 720 | 744 | 744 | 720 | 744 | 720 | 744 | 985.2497 | 889.903 | 985.2497 | 953.4675 | 985.2497 | 953.4675 | 985.2497 | 985.2497 | 953.4675 | 985.2497 | 953.4675 | 985.2497 | 8760 | 11600.5207 | 1.1615
4945 | Ventilation | Exhaust Fan | EF-1b | Uniform | 2.0 | [5 empty] | 2.0 | 0.75 | 0.845 | 0.702 | 1.3243 |  | 1 | 24/7 | 24.0 | 744 | 672 | 744 | 720 | 744 | 720 | 744 | 744 | 720 | 744 | 720 | 744 | 985.2497 | 889.903 | 985.2497 | 953.4675 | 985.2497 | 953.4675 | 985.2497 | 985.2497 | 953.4675 | 985.2497 | 953.4675 | 985.2497 | 8760 | 11600.5207 | 1.1615
4946 | Ventilation | Exhaust Fan | EF-1c | Uniform | 2.0 | [5 empty] | 2.0 | 0.75 | 0.845 | 0.702 | 1.3243 |  | 1 | 24/7 | 24.0 | 744 | 672 | 744 | 720 | 744 | 720 | 744 | 744 | 720 | 744 | 720 | 744 | 985.2497 | 889.903 | 985.2497 | 953.4675 | 985.2497 | 953.4675 | 985.2497 | 985.2497 | 953.4675 | 985.2497 | 953.4675 | 985.2497 | 8760 | 11600.5207 | 1.1615
4947 | Ventilation | Exhaust Fan | EF-1d | Uniform | 2.0 | [5 empty] | 2.0 | 0.75 | 0.845 | 0.702 | 1.3243 |  | 1 | 24/7 | 24.0 | 744 | 672 | 744 | 720 | 744 | 720 | 744 | 744 | 720 | 744 | 720 | 744 | 985.2497 | 889.903 | 985.2497 | 953.4675 | 985.2497 | 953.4675 | 985.2497 | 985.2497 | 953.4675 | 985.2497 | 953.4675 | 985.2497 | 8760 | 11600.5207 | 1.1615
4948 | Ventilation | Exhaust Fan | EF-1e | Uniform | 2.0 | [5 empty] | 2.0 | 0.75 | 0.845 | 0.702 | 1.3243 |  | 1 | 24/7 | 24.0 | 744 | 672 | 744 | 720 | 744 | 720 | 744 | 744 | 720 | 744 | 720 | 744 | 985.2497 | 889.903 | 985.2497 | 953.4675 | 985.2497 | 953.4675 | 985.2497 | 985.2497 | 953.4675 | 985.2497 | 953.4675 | 985.2497 | 8760 | 11600.5207 | 1.1615
4949 | Ventilation | Exhaust Fan | EF-20 | Uniform | 2.0 | [5 empty] | 2.0 | 0.75 | 0.845 | 0.702 | 1.3243 |  | 1 | 24/7 | 24.0 | 744 | 672 | 744 | 720 | 744 | 720 | 744 | 744 | 720 | 744 | 720 | 744 | 985.2497 | 889.903 | 985.2497 | 953.4675 | 985.2497 | 953.4675 | 985.2497 | 985.2497 | 953.4675 | 985.2497 | 953.4675 | 985.2497 | 8760 | 11600.5207 | 1.1615
4950 | Ventilation | Exhaust Fan | EF-21 | Uniform | 2.0 | [5 empty] | 2.0 | 0.75 | 0.845 | 0.702 | 1.3243 |  | 1 | 24/7 | 24.0 | 744 | 672 | 744 | 720 | 744 | 720 | 744 | 744 | 720 | 744 | 720 | 744 | 985.2497 | 889.903 | 985.2497 | 953.4675 | 985.2497 | 953.4675 | 985.2497 | 985.2497 | 953.4675 | 985.2497 | 953.4675 | 985.2497 | 8760 | 11600.5207 | 1.1615
4951 | Ventilation | Exhaust Fan | EF-22 | Uniform | 2.0 | [5 empty] | 2.0 | 0.75 | 0.845 | 0.702 | 1.3243 |  | 1 | 24/7 | 24.0 | 744 | 672 | 744 | 720 | 744 | 720 | 744 | 744 | 720 | 744 | 720 | 744 | 985.2497 | 889.903 | 985.2497 | 953.4675 | 985.2497 | 953.4675 | 985.2497 | 985.2497 | 953.4675 | 985.2497 | 953.4675 | 985.2497 | 8760 | 11600.5207 | 1.1615
4952 | Ventilation | Toilet Exhaust Fan | EF-1 | Uniform | 2.0 | [5 empty] | 2.0 | 0.75 | 0.845 | 0.702 | 1.3243 |  | 1 | All Day | 24.0 | 744 | 672 | 744 | 720 | 744 | 720 | 744 | 744 | 720 | 744 | 720 | 744 | 985.2497 | 889.903 | 985.2497 | 953.4675 | 985.2497 | 953.4675 | 985.2497 | 985.2497 | 953.4675 | 985.2497 | 953.4675 | 985.2497 | 8760 | 11600.5207 | 1.0307
4953 | Ventilation | AHU-104 EF 104 | EAX-104 | Uniform | 2.0 | [5 empty] | 2.0 | 0.75 | 0.845 | 0.702 | 1.3243 |  | 1 | All Day | 24.0 | 744 | 672 | 744 | 720 | 744 | 720 | 744 | 744 | 720 | 744 | 720 | 744 | 985.2497 | 889.903 | 985.2497 | 953.4675 | 985.2497 | 953.4675 | 985.2497 | 985.2497 | 953.4675 | 985.2497 | 953.4675 | 985.2497 | 8760 | 11600.5207 | 0.23216
4954 | Ventilation | Exhaust fan | EF-28 | Uniform | 2.0 | [5 empty] | 2.0 | 0.75 | 0.845 | 0.702 | 1.3243 |  | 1 | All Day | 24.0 | 744 | 672 | 744 | 720 | 744 | 720 | 744 | 744 | 720 | 744 | 720 | 744 | 985.2497 | 889.903 | 985.2497 | 953.4675 | 985.2497 | 953.4675 | 985.2497 | 985.2497 | 953.4675 | 985.2497 | 953.4675 | 985.2497 | 8760 | 11600.5207 | 1.9827
4955 | Ventilation | Exhaust fan | EF-32 | Uniform | 2.0 | [5 empty] | 2.0 | 0.75 | 0.845 | 0.702 | 1.3243 |  | 1 | All Day | 24.0 | 744 | 672 | 744 | 720 | 744 | 720 | 744 | 744 | 720 | 744 | 720 | 744 | 985.2497 | 889.903 | 985.2497 | 953.4675 | 985.2497 | 953.4675 | 985.2497 | 985.2497 | 953.4675 | 985.2497 | 953.4675 | 985.2497 | 8760 | 11600.5207 | 1.9827
4956 | Pump | Pump | P-3 | Uniform | 2.0 | [5 empty] | 2.0 | 0.75 | 0.845 | 0.702 | 1.3243 |  | 1 | All Day | 24.0 | 744 | 672 | 744 | 720 | 744 | 720 | 744 | 744 | 720 | 744 | 720 | 744 | 985.2497 | 889.903 | 985.2497 | 953.4675 | 985.2497 | 953.4675 | 985.2497 | 985.2497 | 953.4675 | 985.2497 | 953.4675 | 985.2497 | 8760 | 11600.5207 | 1.9827
4957 | Ventilation | Supply Fan | MUA-3 | Uniform | 2.0 | [5 empty] | 2.0 | 0.75 | 0.845 | 0.702 | 1.3243 |  | 1 | All Day | 24.0 | 744 | 672 | 744 | 720 | 744 | 720 | 744 | 744 | 720 | 744 | 720 | 744 | 985.2497 | 889.903 | 985.2497 | 953.4675 | 985.2497 | 953.4675 | 985.2497 | 985.2497 | 953.4675 | 985.2497 | 953.4675 | 985.2497 | 8760 | 11600.5207 | 7.0438
4958 | Ventilation | Supply Fan | HRV-1 | Uniform | 2.0 | [5 empty] | 2.0 | 0.75 | 0.845 | 0.702 | 1.3243 |  | 1 | All Day | 24.0 | 744 | 672 | 744 | 720 | 744 | 720 | 744 | 744 | 720 | 744 | 720 | 744 | 985.2497 | 889.903 | 985.2497 | 953.4675 | 985.2497 | 953.4675 | 985.2497 | 985.2497 | 953.4675 | 985.2497 | 953.4675 | 985.2497 | 8760 | 11600.5207 | 14.4043
4959 | Ventilation | Supply Fan | R-AHU4 | Uniform | 2.0 | [5 empty] | 2.0 | 0.75 | 0.845 | 0.702 | 1.3243 |  | 1 | All Day | 24.0 | 744 | 672 | 744 | 720 | 744 | 720 | 744 | 744 | 720 | 744 | 720 | 744 | 985.2497 | 889.903 | 985.2497 | 953.4675 | 985.2497 | 953.4675 | 985.2497 | 985.2497 | 953.4675 | 985.2497 | 953.4675 | 985.2497 | 8760 | 11600.5207 | 5.4453
4960 | Ventilation | Supply Fan | R-AHU7 | Uniform | 2.0 | [5 empty] | 2.0 | 0.75 | 0.845 | 0.702 | 1.3243 |  | 1 | All Day | 24.0 | 744 | 672 | 744 | 720 | 744 | 720 | 744 | 744 | 720 | 744 | 720 | 744 | 985.2497 | 889.903 | 985.2497 | 953.4675 | 985.2497 | 953.4675 | 985.2497 | 985.2497 | 953.4675 | 985.2497 | 953.4675 | 985.2497 | 8760 | 11600.5207 | 5.4453
4961 | Ventilation | Toilet Exhaust Fan | EF-1 | Uniform | 2.0 | [5 empty] | 2.0 | 0.75 | 0.845 | 0.702 | 1.3243 |  | 1 | All Day | 24.0 | 744 | 672 | 744 | 720 | 744 | 720 | 744 | 744 | 720 | 744 | 720 | 744 | 985.2497 | 889.903 | 985.2497 | 953.4675 | 985.2497 | 953.4675 | 985.2497 | 985.2497 | 953.4675 | 985.2497 | 953.4675 | 985.2497 | 8760 | 11600.5207 | 1.0212
4962 | Ventilation | Supply Fan | AHU-5 | Uniform | 2.0 | [5 empty] | 2.0 | 0.75 | 0.845 | 0.702 | 1.3243 |  | 1 | AHU-4 AHU-5 | 24.0 | 744 | 672 | 744 | 720 | 744 | 720 | 744 | 744 | 720 | 744 | 720 | 744 | 985.2497 | 889.903 | 985.2497 | 953.4675 | 985.2497 | 953.4675 | 985.2497 | 985.2497 | 953.4675 | 985.2497 | 953.4675 | 985.2497 | 8760 | 11600.5207 | 2.7164
4963 | Ventilation | Exhaust Fan | EF-38 | Uniform | 2.0 | [5 empty] | 2.0 | 0.75 | 0.845 | 0.702 | 1.3243 |  | 1 | All Day | 24.0 | 744 | 672 | 744 | 720 | 744 | 720 | 744 | 744 | 720 | 744 | 720 | 744 | 985.2497 | 889.903 | 985.2497 | 953.4675 | 985.2497 | 953.4675 | 985.2497 | 985.2497 | 953.4675 | 985.2497 | 953.4675 | 985.2497 | 8760 | 11600.5207 | 0.46035
4964 | Ventilation | Exhaust Fan | EF-39 | Uniform | 2.0 | [5 empty] | 2.0 | 0.75 | 0.845 | 0.702 | 1.3243 |  | 1 | All Day | 24.0 | 744 | 672 | 744 | 720 | 744 | 720 | 744 | 744 | 720 | 744 | 720 | 744 | 985.2497 | 889.903 | 985.2497 | 953.4675 | 985.2497 | 953.4675 | 985.2497 | 985.2497 | 953.4675 | 985.2497 | 953.4675 | 985.2497 | 8760 | 11600.5207 | 0.46035
4965 | Ventilation | Exhaust Fan | EF-37 | Uniform | 2.0 | [5 empty] | 2.0 | 0.75 | 0.845 | 0.702 | 1.3243 |  | 1 | All Day | 24.0 | 744 | 672 | 744 | 720 | 744 | 720 | 744 | 744 | 720 | 744 | 720 | 744 | 985.2497 | 889.903 | 985.2497 | 953.4675 | 985.2497 | 953.4675 | 985.2497 | 985.2497 | 953.4675 | 985.2497 | 953.4675 | 985.2497 | 8760 | 11600.5207 | 0.46035
4966 | Pump | Pump | P-3 | Uniform | 2.0 | [5 empty] | 2.0 | 0.75 | 0.845 | 0.702 | 1.3243 |  | 1 | All Day | 24.0 | 744 | 672 | 744 | 720 | 744 | 720 | 744 | 744 | 720 | 744 | 720 | 744 | 985.2497 | 889.903 | 985.2497 | 953.4675 | 985.2497 | 953.4675 | 985.2497 | 985.2497 | 953.4675 | 985.2497 | 953.4675 | 985.2497 | 8760 | 11600.5207 | 0.46035
4967 | Pump | Pump | P-4 | Uniform | 2.0 | [5 empty] | 2.0 | 0.75 | 0.845 | 0.702 | 1.3243 |  | 1 | All Day | 24.0 | 744 | 672 | 744 | 720 | 744 | 720 | 744 | 744 | 720 | 744 | 720 | 744 | 985.2497 | 889.903 | 985.2497 | 953.4675 | 985.2497 | 953.4675 | 985.2497 | 985.2497 | 953.4675 | 985.2497 | 953.4675 | 985.2497 | 8760 | 11600.5207 | 0.46035
4968 | Pump | Pump | P-5 | Uniform | 2.0 | [5 empty] | 2.0 | 0.75 | 0.845 | 0.702 | 1.3243 |  | 1 | All Day | 24.0 | 744 | 672 | 744 | 720 | 744 | 720 | 744 | 744 | 720 | 744 | 720 | 744 | 985.2497 | 889.903 | 985.2497 | 953.4675 | 985.2497 | 953.4675 | 985.2497 | 985.2497 | 953.4675 | 985.2497 | 953.4675 | 985.2497 | 8760 | 11600.5207 | 0.46035
4969 | Ventilation | Supply Fan | RTHP-1 | Uniform | 2.0 | [5 empty] | 2.0 | 0.75 | 0.845 | 0.702 | 1.3243 |  | 1 | All Day | 24.0 | 744 | 672 | 744 | 720 | 744 | 720 | 744 | 744 | 720 | 744 | 720 | 744 | 985.2497 | 889.903 | 985.2497 | 953.4675 | 985.2497 | 953.4675 | 985.2497 | 985.2497 | 953.4675 | 985.2497 | 953.4675 | 985.2497 | 8760 | 11600.5207 | 5.6561
4970 | Ventilation | Exhaust fan | F-15 | Uniform | 2.0 | [5 empty] | 2.0 | 0.75 | 0.845 | 0.702 | 1.3243 |  | 1 | EF-15 | 17.0 | 527 | 476 | 527 | 510 | 527 | 510 | 527 | 527 | 510 | 527 | 510 | 527 | 697.8852 | 630.3479 | 697.8852 | 675.3728 | 697.8852 | 675.3728 | 697.8852 | 697.8852 | 675.3728 | 697.8852 | 675.3728 | 697.8852 | 6205 | 8217.0355 | 1.0157
4971 | Ventilation | Supply Fan (SF-6) | AHU-6 | Uniform | 2.0 | [5 empty] | 2.0 | 0.75 | 0.845 | 0.702 | 1.3243 |  | 0.8 | Occupied | 16.0 | 396.8 | 358.4 | 396.8 | 384 | 396.8 | 384 | 396.8 | 396.8 | 384 | 396.8 | 384 | 396.8 | 525.4665 | 474.6149 | 525.4665 | 508.516 | 525.4665 | 508.516 | 525.4665 | 525.4665 | 508.516 | 525.4665 | 508.516 | 525.4665 | 4672 | 6186.9444 | 0.44609
4972 | Ventilation | Supply Fan (SF-7) | AHU-7 | Uniform | 2.0 | [5 empty] | 2.0 | 0.75 | 0.845 | 0.702 | 1.3243 |  | 0.8 | Occupied | 16.0 | 396.8 | 358.4 | 396.8 | 384 | 396.8 | 384 | 396.8 | 396.8 | 384 | 396.8 | 384 | 396.8 | 525.4665 | 474.6149 | 525.4665 | 508.516 | 525.4665 | 508.516 | 525.4665 | 525.4665 | 508.516 | 525.4665 | 508.516 | 525.4665 | 4672 | 6186.9444 | 0.44609
4973 | Ventilation | Supply Fan | RTU-1 | Uniform | 2.0 | [5 empty] | 2.0 | 0.75 | 0.845 | 0.702 | 1.3243 |  | 1 | Admin -RTU | 11.0 | 341 | 308 | 341 | 330 | 341 | 330 | 341 | 341 | 330 | 341 | 330 | 341 | 451.5728 | 407.8722 | 451.5728 | 437.0059 | 451.5728 | 437.0059 | 451.5728 | 451.5728 | 437.0059 | 451.5728 | 437.0059 | 451.5728 | 4015 | 5316.9053 | 0.6572
4974 | Pump |  |  | Uniform | 2.0 | [5 empty] | 2.0 | 0.75 | 0.845 | 0.702 | 1.3243 |  | 0.05 |  | 24.0 | 37.2 | 33.6 | 37.2 | 36 | 37.2 | 36 | 37.2 | 37.2 | 36 | 37.2 | 36 | 37.2 | 49.2625 | 44.4951 | 49.2625 | 47.6734 | 49.2625 | 47.6734 | 49.2625 | 49.2625 | 47.6734 | 49.2625 | 47.6734 | 49.2625 | 438 | 580.026 | 0.040534
4975 | Pump | GEOTHERMAL FIELD PUMP | GL-P1 | Uniform | 2.0 | [5 empty] | 2.0 | 0.75 | 0.845 | 0.702 | 1.3243 |  | 0.1 | All Day | 24.0 | 74.4 | 67.2 | 74.4 | 72 | 74.4 | 72 | 74.4 | 74.4 | 72 | 74.4 | 72 | 74.4 | 98.525 | 88.9903 | 98.525 | 95.3467 | 98.525 | 95.3467 | 98.525 | 98.525 | 95.3467 | 98.525 | 95.3467 | 98.525 | 876 | 1160.0521 | 0.19294
4976 | Pump | GEOTHERMAL FIELD PUMP | GL-P2 | Uniform | 2.0 | [5 empty] | 2.0 | 0.75 | 0.845 | 0.702 | 1.3243 |  | 0.1 | All Day | 24.0 | 74.4 | 67.2 | 74.4 | 72 | 74.4 | 72 | 74.4 | 74.4 | 72 | 74.4 | 72 | 74.4 | 98.525 | 88.9903 | 98.525 | 95.3467 | 98.525 | 95.3467 | 98.525 | 98.525 | 95.3467 | 98.525 | 95.3467 | 98.525 | 876 | 1160.0521 | 0.19294
4977 | Ventilation | Exhaust Fan | PEF-4 | Uniform | 2.0 | [5 empty] | 2.0 | 0.75 | 0.845 | 0.702 | 1.3243 |  | 0.2 | All Day | 24.0 | 148.8 | 134.4 | 148.8 | 144 | 148.8 | 144 | 148.8 | 148.8 | 144 | 148.8 | 144 | 148.8 | 197.0499 | 177.9806 | 197.0499 | 190.6935 | 197.0499 | 190.6935 | 197.0499 | 197.0499 | 190.6935 | 197.0499 | 190.6935 | 197.0499 | 1752 | 2320.1041 | 0.043924
4978 | Ventilation | Roof Top Unit | RT-1 | Uniform | 2.0 | [5 empty] | 2.0 | 0.75 | 0.845 | 0.702 | 1.3243 |  | 0.4 | Fieldhouse | 12 | 148.8 | 134.4 | 148.8 | 144 | 148.8 | 144 | 148.8 | 148.8 | 144 | 148.8 | 144 | 148.8 | 197.0499 | 177.9806 | 197.0499 | 190.6935 | 197.0499 | 190.6935 | 197.0499 | 197.0499 | 190.6935 | 197.0499 | 190.6935 | 197.0499 | 1752 | 2320.1041 | 0.86755
4979 | Ventilation | Roof Top Unit | RT-2 | Uniform | 2.0 | [5 empty] | 2.0 | 0.75 | 0.845 | 0.702 | 1.3243 |  | 0.4 | Fieldhouse | 12 | 148.8 | 134.4 | 148.8 | 144 | 148.8 | 144 | 148.8 | 148.8 | 144 | 148.8 | 144 | 148.8 | 197.0499 | 177.9806 | 197.0499 | 190.6935 | 197.0499 | 190.6935 | 197.0499 | 197.0499 | 190.6935 | 197.0499 | 190.6935 | 197.0499 | 1752 | 2320.1041 | 0.86755
4980 | Ventilation | Exhaust Fan | FNE014-VTC | Uniform | 2.0 | [5 empty] | 2.0 | 0.75 | 0.845 | 0.702 | 1.3243 |  | 0.2 | All Day | 24.0 | 148.8 | 134.4 | 148.8 | 144 | 148.8 | 144 | 148.8 | 148.8 | 144 | 148.8 | 144 | 148.8 | 197.0499 | 177.9806 | 197.0499 | 190.6935 | 197.0499 | 190.6935 | 197.0499 | 197.0499 | 190.6935 | 197.0499 | 190.6935 | 197.0499 | 1752 | 2320.1041 | 0.12984
4981 | Ventilation | Supply Fan | AHU-20 | Uniform | 2.0 | [5 empty] | 2.0 | 0.75 | 0.845 | 0.702 | 1.3243 |  | 1 | J | 10.0 | 310 | 280 | 310 | 300 | 310 | 300 | 310 | 310 | 300 | 310 | 300 | 310 | 410.5207 | 370.7929 | 410.5207 | 397.2781 | 410.5207 | 397.2781 | 410.5207 | 410.5207 | 397.2781 | 410.5207 | 397.2781 | 410.5207 | 3650 | 4833.5503 | 0.33778
4982 | Miscellaneous electricity | Air Compressor | C-1 | Uniform | 2.0 | [5 empty] | 2.0 | 0.75 | 0.845 | 0.702 | 1.3243 |  | 0.3 | All Day | 24.0 | 223.2 | 201.6 | 223.2 | 216 | 223.2 | 216 | 223.2 | 223.2 | 216 | 223.2 | 216 | 223.2 | 295.5749 | 266.9709 | 295.5749 | 286.0402 | 295.5749 | 286.0402 | 295.5749 | 295.5749 | 286.0402 | 295.5749 | 286.0402 | 295.5749 | 2628 | 3480.1562 | 0.065886
4983 | Ventilation | Air conditioning unit | AC-1 SF | Uniform | 2.0 | [5 empty] | 2.0 | 0.75 | 0.845 | 0.702 | 1.3243 |  | 1 |  | 13.0 | 403 | 364 | 403 | 390 | 403 | 390 | 403 | 403 | 390 | 403 | 390 | 403 | 533.6769 | 482.0308 | 533.6769 | 516.4615 | 533.6769 | 516.4615 | 533.6769 | 533.6769 | 516.4615 | 533.6769 | 516.4615 | 533.6769 | 4745 | 6283.6154 | 0.43838
4984 | Ventilation | Air conditioning unit | AC-1 SF | Uniform | 2.0 | [5 empty] | 2.0 | 0.75 | 0.845 | 0.702 | 1.3243 |  | 1 | AC-1 | 13.0 | 403 | 364 | 403 | 390 | 403 | 390 | 403 | 403 | 390 | 403 | 390 | 403 | 533.6769 | 482.0308 | 533.6769 | 516.4615 | 533.6769 | 516.4615 | 533.6769 | 533.6769 | 516.4615 | 533.6769 | 516.4615 | 533.6769 | 4745 | 6283.6154 | 0.44226
4985 | Ventilation | Supply Fan | RTU-1 | Uniform | 2.0 | [5 empty] | 2.0 | 0.75 | 0.845 | 0.702 | 1.3243 |  | 1 | RTU-1 | 13.0 | 403 | 364 | 403 | 390 | 403 | 390 | 403 | 403 | 390 | 403 | 390 | 403 | 533.6769 | 482.0308 | 533.6769 | 516.4615 | 533.6769 | 516.4615 | 533.6769 | 533.6769 | 516.4615 | 533.6769 | 516.4615 | 533.6769 | 4745 | 6283.6154 | 10.6859
4986 | Ventilation | Supply Fan | RTU-2 | Uniform | 2.0 | [5 empty] | 2.0 | 0.75 | 0.845 | 0.702 | 1.3243 |  | 1 | RTU-2 | 13.0 | 403 | 364 | 403 | 390 | 403 | 390 | 403 | 403 | 390 | 403 | 390 | 403 | 533.6769 | 482.0308 | 533.6769 | 516.4615 | 533.6769 | 516.4615 | 533.6769 | 533.6769 | 516.4615 | 533.6769 | 516.4615 | 533.6769 | 4745 | 6283.6154 | 10.6859
4987 | Ventilation | RTU Supply Fan | RTU | Uniform | 2.0 | [5 empty] | 2.0 | 0.75 | 0.845 | 0.702 | 1.3243 |  | 0.5 | RTU | 18.0 | 279 | 252 | 279 | 270 | 279 | 270 | 279 | 279 | 270 | 279 | 270 | 279 | 369.4686 | 333.7136 | 369.4686 | 357.5503 | 369.4686 | 357.5503 | 369.4686 | 369.4686 | 357.5503 | 369.4686 | 357.5503 | 369.4686 | 3285 | 4350.1953 | 2.5119
4988 | Ventilation | Supply Fan | MUA | Uniform | 2.0 | [5 empty] | 2.0 | 0.75 | 0.845 | 0.702 | 1.3243 |  | 0.9 | All Day | 24.0 | 669.6 | 604.8 | 669.6 | 648 | 669.6 | 648 | 669.6 | 669.6 | 648 | 669.6 | 648 | 669.6 | 886.7247 | 800.9127 | 886.7247 | 858.1207 | 886.7247 | 858.1207 | 886.7247 | 886.7247 | 858.1207 | 886.7247 | 858.1207 | 886.7247 | 7884 | 10440.4686 | 24.3219
4989 | Ventilation | Exhaust Fan | FNE064-VTC | Uniform | 2.0 | [5 empty] | 2.0 | 0.75 | 0.845 | 0.702 | 1.3243 |  | 1 | Bay Hours | 16.0 | 496 | 448 | 496 | 480 | 496 | 480 | 496 | 496 | 480 | 496 | 480 | 496 | 656.8331 | 593.2686 | 656.8331 | 635.645 | 656.8331 | 635.645 | 656.8331 | 656.8331 | 635.645 | 656.8331 | 635.645 | 656.8331 | 5840 | 7733.6805 | 0.4328
4990 | Ventilation | Supply Fan | FNS801-VTC | Uniform | 2.0 | [5 empty] | 2.0 | 0.75 | 0.845 | 0.702 | 1.3243 |  | 1 | Bay Hours | 16.0 | 496 | 448 | 496 | 480 | 496 | 480 | 496 | 496 | 480 | 496 | 480 | 496 | 656.8331 | 593.2686 | 656.8331 | 635.645 | 656.8331 | 635.645 | 656.8331 | 656.8331 | 635.645 | 656.8331 | 635.645 | 656.8331 | 5840 | 7733.6805 | 0.4328
4991 | Ventilation | Supply Fan | FNS802-VTC | Uniform | 2.0 | [5 empty] | 2.0 | 0.75 | 0.845 | 0.702 | 1.3243 |  | 1 | Bay Hours | 16.0 | 496 | 448 | 496 | 480 | 496 | 480 | 496 | 496 | 480 | 496 | 480 | 496 | 656.8331 | 593.2686 | 656.8331 | 635.645 | 656.8331 | 635.645 | 656.8331 | 656.8331 | 635.645 | 656.8331 | 635.645 | 656.8331 | 5840 | 7733.6805 | 0.4328
4992 | Ventilation | Supply Fan | FNS803-VTC | Uniform | 2.0 | [5 empty] | 2.0 | 0.75 | 0.845 | 0.702 | 1.3243 |  | 1 | Bay Hours | 16.0 | 496 | 448 | 496 | 480 | 496 | 480 | 496 | 496 | 480 | 496 | 480 | 496 | 656.8331 | 593.2686 | 656.8331 | 635.645 | 656.8331 | 635.645 | 656.8331 | 656.8331 | 635.645 | 656.8331 | 635.645 | 656.8331 | 5840 | 7733.6805 | 0.4328
4993 | Ventilation | Supply Fan | FNS804-VTC | Uniform | 2.0 | [5 empty] | 2.0 | 0.75 | 0.845 | 0.702 | 1.3243 |  | 1 | Bay Hours | 16.0 | 496 | 448 | 496 | 480 | 496 | 480 | 496 | 496 | 480 | 496 | 480 | 496 | 656.8331 | 593.2686 | 656.8331 | 635.645 | 656.8331 | 635.645 | 656.8331 | 656.8331 | 635.645 | 656.8331 | 635.645 | 656.8331 | 5840 | 7733.6805 | 0.4328
4994 | Ventilation | Supply Fan (SF-15) | AHU-15 | Uniform | 2.0 | [5 empty] | 2.0 | 0.75 | 0.845 | 0.702 | 1.3243 |  | 0.8 | AHU-9 | 14.0 | 347.2 | 313.6 | 347.2 | 336 | 347.2 | 336 | 347.2 | 347.2 | 336 | 347.2 | 336 | 347.2 | 459.7832 | 415.288 | 459.7832 | 444.9515 | 459.7832 | 444.9515 | 459.7832 | 459.7832 | 444.9515 | 459.7832 | 444.9515 | 459.7832 | 4088 | 5413.5763 | 0.39033
4995 | Ventilation |  | AHU-1 | Heating 1 | 2.0 | [5 empty] | 2.0 | 0.75 | 0.845 | 0.702 | 1.3243 |  | 1 | Galleria | 13.928571428571400 | 431.7857 | 390 | 323.8393 | 208.9286 | 172.7143 | 83.5714 | 10.7946 | 10.7946 | 10.4464 | 86.3571 | 167.1429 | 302.25 | 571.7967 | 516.4615 | 428.8475 | 276.6758 | 228.7187 | 110.6703 | 14.2949 | 14.2949 | 13.8338 | 114.3593 | 221.3407 | 400.2577 | 2198.625 | 2911.5519 | 0.6272
4996 | Ventilation |  | AHU-1 | Heating 1 | 2.0 | [5 empty] | 2.0 | 0.75 | 0.845 | 0.702 | 1.3243 |  | 1 | Galleria | 13.928571428571400 | 431.7857 | 390 | 323.8393 | 208.9286 | 172.7143 | 83.5714 | 10.7946 | 10.7946 | 10.4464 | 86.3571 | 167.1429 | 302.25 | 571.7967 | 516.4615 | 428.8475 | 276.6758 | 228.7187 | 110.6703 | 14.2949 | 14.2949 | 13.8338 | 114.3593 | 221.3407 | 400.2577 | 2198.625 | 2911.5519 | 0.6272
4997 | Ventilation | Exhaust Fan | ERV-C1 | Uniform | 2.0 | [5 empty] | 2.0 | 0.75 | 0.845 | 0.702 | 1.3243 |  | 1 | Ventilation | 15.5 | 480.5 | 434 | 480.5 | 465 | 480.5 | 465 | 480.5 | 480.5 | 465 | 480.5 | 465 | 480.5 | 636.3071 | 574.729 | 636.3071 | 615.7811 | 636.3071 | 615.7811 | 636.3071 | 636.3071 | 615.7811 | 636.3071 | 615.7811 | 636.3071 | 5657.5 | 7492.003 | 8.84
4998 | Ventilation | Ventlation Fan |  | Cooling 1 | 2.0 | [5 empty] | 2.0 | 0.75 | 0.845 | 0.702 | 1.3243 |  | 0.5 | Occupied | 20.5 | 0 | 0 | 0 | 0 | 158.875 | 307.5 | 317.75 | 317.75 | 153.75 | 0 | 0 | 0 | 0 | 0 | 0 | 0 | 210.3919 | 407.2101 | 420.7837 | 420.7837 | 203.605 | 0 | 0 | 0 | 1255.625 | 1662.7744 | 0.24022
4999 | Ventilation | Supply Fan | AHU-19 | Uniform | 2.0 | [5 empty] | 2.0 | 0.75 | 0.845 | 0.702 | 1.3243 |  | 1 | L | 17.5 | 542.5 | 490 | 542.5 | 525 | 542.5 | 525 | 542.5 | 542.5 | 525 | 542.5 | 525 | 542.5 | 718.4112 | 648.8876 | 718.4112 | 695.2367 | 718.4112 | 695.2367 | 718.4112 | 718.4112 | 695.2367 | 718.4112 | 695.2367 | 718.4112 | 6387.5 | 8458.713 | 0.59112
5000 | Ventilation | EF | EF14 | Uniform | 2.0 | [5 empty] | 2.0 | 0.75 | 0.845 | 0.702 | 1.3243 |  | 1 | Occupied | 16.75 | 519.25 | 469 | 519.25 | 502.5 | 519.25 | 502.5 | 519.25 | 519.25 | 502.5 | 519.25 | 502.5 | 519.25 | 687.6222 | 621.0781 | 687.6222 | 665.4408 | 687.6222 | 665.4408 | 687.6222 | 687.6222 | 665.4408 | 687.6222 | 665.4408 | 687.6222 | 6113.75 | 8096.1967 | 0.86587
5001 | Ventilation | EF | EF21 | Uniform | 2.0 | [5 empty] | 2.0 | 0.75 | 0.845 | 0.702 | 1.3243 |  | 1 | Occupied | 16.75 | 519.25 | 469 | 519.25 | 502.5 | 519.25 | 502.5 | 519.25 | 519.25 | 502.5 | 519.25 | 502.5 | 519.25 | 687.6222 | 621.0781 | 687.6222 | 665.4408 | 687.6222 | 665.4408 | 687.6222 | 687.6222 | 665.4408 | 687.6222 | 665.4408 | 687.6222 | 6113.75 | 8096.1967 | 0.86587
5002 | Ventilation | EF | EF22 | Uniform | 2.0 | [5 empty] | 2.0 | 0.75 | 0.845 | 0.702 | 1.3243 |  | 1 | Occupied | 16.75 | 519.25 | 469 | 519.25 | 502.5 | 519.25 | 502.5 | 519.25 | 519.25 | 502.5 | 519.25 | 502.5 | 519.25 | 687.6222 | 621.0781 | 687.6222 | 665.4408 | 687.6222 | 665.4408 | 687.6222 | 687.6222 | 665.4408 | 687.6222 | 665.4408 | 687.6222 | 6113.75 | 8096.1967 | 0.86587
5003 | Ventilation | EF | EF14 | Uniform | 2.0 | [5 empty] | 2.0 | 0.75 | 0.845 | 0.702 | 1.3243 |  | 1 | Occupied | 16.75 | 519.25 | 469 | 519.25 | 502.5 | 519.25 | 502.5 | 519.25 | 519.25 | 502.5 | 519.25 | 502.5 | 519.25 | 687.6222 | 621.0781 | 687.6222 | 665.4408 | 687.6222 | 665.4408 | 687.6222 | 687.6222 | 665.4408 | 687.6222 | 665.4408 | 687.6222 | 6113.75 | 8096.1967 | 0.78666
5004 | Ventilation | EF | EF21 | Uniform | 2.0 | [5 empty] | 2.0 | 0.75 | 0.845 | 0.702 | 1.3243 |  | 1 | Occupied | 16.75 | 519.25 | 469 | 519.25 | 502.5 | 519.25 | 502.5 | 519.25 | 519.25 | 502.5 | 519.25 | 502.5 | 519.25 | 687.6222 | 621.0781 | 687.6222 | 665.4408 | 687.6222 | 665.4408 | 687.6222 | 687.6222 | 665.4408 | 687.6222 | 665.4408 | 687.6222 | 6113.75 | 8096.1967 | 0.78666
5005 | Ventilation | EF | EF22 | Uniform | 2.0 | [5 empty] | 2.0 | 0.75 | 0.845 | 0.702 | 1.3243 |  | 1 | Occupied | 16.75 | 519.25 | 469 | 519.25 | 502.5 | 519.25 | 502.5 | 519.25 | 519.25 | 502.5 | 519.25 | 502.5 | 519.25 | 687.6222 | 621.0781 | 687.6222 | 665.4408 | 687.6222 | 665.4408 | 687.6222 | 687.6222 | 665.4408 | 687.6222 | 665.4408 | 687.6222 | 6113.75 | 8096.1967 | 0.78666
5006 | Ventilation | AHU-203 EF 203D | EAX-203D | Uniform | 2.0 | [5 empty] | 2.0 | 0.75 | 0.845 | 0.702 | 1.3243 |  | 1 | AHU-202/3/4 | 21.72244897959180 | 673.3959 | 608.2286 | 673.3959 | 651.6735 | 673.3959 | 651.6735 | 673.3959 | 673.3959 | 651.6735 | 673.3959 | 651.6735 | 673.3959 | 891.7515 | 805.453 | 891.7515 | 862.9853 | 891.7515 | 862.9853 | 891.7515 | 891.7515 | 862.9853 | 891.7515 | 862.9853 | 891.7515 | 7928.6939 | 10499.655 | 0.21013
5007 | Pump | Heating Water Pump |  | Heating 1 | 2.0 | [5 empty] | 2.0 | 0.75 | 0.845 | 0.702 | 1.3243 |  | 0.5 | Occupied | 13.428571428571400 | 208.1429 | 169.2 | 166.5143 | 141 | 83.2571 | 40.2857 | 41.6286 | 41.6286 | 40.2857 | 145.7 | 161.1429 | 187.3286 | 275.6353 | 224.0649 | 220.5083 | 186.7207 | 110.2541 | 53.3488 | 55.1271 | 55.1271 | 53.3488 | 192.9447 | 213.3951 | 248.0718 | 1426.1143 | 1888.5466 | 0.345
5008 | Pump | Heating Water Pump |  | Heating 1 | 2.0 | [5 empty] | 2.0 | 0.75 | 0.845 | 0.702 | 1.3243 |  | 0.5 | Occupied | 13.428571428571400 | 208.1429 | 169.2 | 166.5143 | 141 | 83.2571 | 40.2857 | 41.6286 | 41.6286 | 40.2857 | 145.7 | 161.1429 | 187.3286 | 275.6353 | 224.0649 | 220.5083 | 186.7207 | 110.2541 | 53.3488 | 55.1271 | 55.1271 | 53.3488 | 192.9447 | 213.3951 | 248.0718 | 1426.1143 | 1888.5466 | 0.345
5009 | AC system | Evap fan | FCU-1 | Cooling 1 | 2.0 | [5 empty] | 2.0 | 0.75 | 0.845 | 0.702 | 1.3243 |  | 0.2 | All Day | 24.0 | 0 | 0 | 0 | 28.8 | 59.52 | 57.6 | 133.92 | 148.8 | 144 | 74.4 | 28.8 | 0 | 0 | 0 | 0 | 38.1387 | 78.82 | 76.2774 | 177.3449 | 197.0499 | 190.6935 | 98.525 | 38.1387 | 0 | 675.84 | 894.9881 | 0.069378
5010 | AC system | Evap fan | FCU-2 | Cooling 1 | 2.0 | [5 empty] | 2.0 | 0.75 | 0.845 | 0.702 | 1.3243 |  | 0.2 | All Day | 24.0 | 0 | 0 | 0 | 28.8 | 59.52 | 57.6 | 133.92 | 148.8 | 144 | 74.4 | 28.8 | 0 | 0 | 0 | 0 | 38.1387 | 78.82 | 76.2774 | 177.3449 | 197.0499 | 190.6935 | 98.525 | 38.1387 | 0 | 675.84 | 894.9881 | 0.069378
5011 | AC system | Evap fan | FCU-3 | Cooling 1 | 2.0 | [5 empty] | 2.0 | 0.75 | 0.845 | 0.702 | 1.3243 |  | 0.2 | All Day | 24.0 | 0 | 0 | 0 | 28.8 | 59.52 | 57.6 | 133.92 | 148.8 | 144 | 74.4 | 28.8 | 0 | 0 | 0 | 0 | 38.1387 | 78.82 | 76.2774 | 177.3449 | 197.0499 | 190.6935 | 98.525 | 38.1387 | 0 | 675.84 | 894.9881 | 0.069378
5012 | Ventilation | Supply Fan | RTU-1 | Uniform | 2.0 | [5 empty] | 2.0 | 0.75 | 0.845 | 0.702 | 1.3243 |  | 1 | Occupied | 18.0 | 558 | 504 | 558 | 540 | 558 | 486 | 502.2 | 558 | 540 | 558 | 540 | 558 | 738.9373 | 667.4272 | 738.9373 | 715.1006 | 738.9373 | 643.5905 | 665.0436 | 738.9373 | 715.1006 | 738.9373 | 715.1006 | 738.9373 | 6460.2 | 8554.9867 | 0.95916
5013 | Ventilation | Supply Fan | RTU-2 | Uniform | 2.0 | [5 empty] | 2.0 | 0.75 | 0.845 | 0.702 | 1.3243 |  | 1 | Occupied | 18.0 | 558 | 504 | 558 | 540 | 558 | 486 | 502.2 | 558 | 540 | 558 | 540 | 558 | 738.9373 | 667.4272 | 738.9373 | 715.1006 | 738.9373 | 643.5905 | 665.0436 | 738.9373 | 715.1006 | 738.9373 | 715.1006 | 738.9373 | 6460.2 | 8554.9867 | 0.95916
5014 | Ventilation | Supply Fan | RTU-3 | Uniform | 2.0 | [5 empty] | 2.0 | 0.75 | 0.845 | 0.702 | 1.3243 |  | 1 | Occupied | 18.0 | 558 | 504 | 558 | 540 | 558 | 486 | 502.2 | 558 | 540 | 558 | 540 | 558 | 738.9373 | 667.4272 | 738.9373 | 715.1006 | 738.9373 | 643.5905 | 665.0436 | 738.9373 | 715.1006 | 738.9373 | 715.1006 | 738.9373 | 6460.2 | 8554.9867 | 0.95916
5015 | Pump | Boiler Pump | P-B1A | Heating 1 | 2.0 | [5 empty] | 2.0 | 0.75 | 0.845 | 0.702 | 1.3243 |  | 0.5 | All Day | 24.0 | 372 | 302.4 | 297.6 | 234 | 148.8 | 126 | 74.4 | 74.4 | 108 | 186 | 306 | 372 | 492.6249 | 400.4563 | 394.0999 | 309.8769 | 197.0499 | 166.8568 | 98.525 | 98.525 | 143.0201 | 246.3124 | 405.2237 | 492.6249 | 2601.6 | 3445.1957 | 0.061659
5016 | Pump | Boiler Pump | P-B1B | Heating 1 | 2.0 | [5 empty] | 2.0 | 0.75 | 0.845 | 0.702 | 1.3243 |  | 0.5 | All Day | 24.0 | 372 | 302.4 | 297.6 | 234 | 148.8 | 126 | 74.4 | 74.4 | 108 | 186 | 306 | 372 | 492.6249 | 400.4563 | 394.0999 | 309.8769 | 197.0499 | 166.8568 | 98.525 | 98.525 | 143.0201 | 246.3124 | 405.2237 | 492.6249 | 2601.6 | 3445.1957 | 0.061659
5017 | Pump | Boiler Pump | P-B2A | Heating 1 | 2.0 | [5 empty] | 2.0 | 0.75 | 0.845 | 0.702 | 1.3243 |  | 0.5 | All Day | 24.0 | 372 | 302.4 | 297.6 | 234 | 148.8 | 126 | 74.4 | 74.4 | 108 | 186 | 306 | 372 | 492.6249 | 400.4563 | 394.0999 | 309.8769 | 197.0499 | 166.8568 | 98.525 | 98.525 | 143.0201 | 246.3124 | 405.2237 | 492.6249 | 2601.6 | 3445.1957 | 0.061659
5018 | Pump | Boiler Pump | P-B2B | Heating 1 | 2.0 | [5 empty] | 2.0 | 0.75 | 0.845 | 0.702 | 1.3243 |  | 0.5 | All Day | 24.0 | 372 | 302.4 | 297.6 | 234 | 148.8 | 126 | 74.4 | 74.4 | 108 | 186 | 306 | 372 | 492.6249 | 400.4563 | 394.0999 | 309.8769 | 197.0499 | 166.8568 | 98.525 | 98.525 | 143.0201 | 246.3124 | 405.2237 | 492.6249 | 2601.6 | 3445.1957 | 0.061659
5019 | Pump | Boiler Pump | P-B1A | Heating 1 | 2.0 | [5 empty] | 2.0 | 0.75 | 0.845 | 0.702 | 1.3243 |  | 0.5 | All Day | 24.0 | 372 | 302.4 | 297.6 | 234 | 148.8 | 126 | 74.4 | 74.4 | 108 | 186 | 306 | 372 | 492.6249 | 400.4563 | 394.0999 | 309.8769 | 197.0499 | 166.8568 | 98.525 | 98.525 | 143.0201 | 246.3124 | 405.2237 | 492.6249 | 2601.6 | 3445.1957 | 0.061659
5020 | Pump | Boiler Pump | P-B1B | Heating 1 | 2.0 | [5 empty] | 2.0 | 0.75 | 0.845 | 0.702 | 1.3243 |  | 0.5 | All Day | 24.0 | 372 | 302.4 | 297.6 | 234 | 148.8 | 126 | 74.4 | 74.4 | 108 | 186 | 306 | 372 | 492.6249 | 400.4563 | 394.0999 | 309.8769 | 197.0499 | 166.8568 | 98.525 | 98.525 | 143.0201 | 246.3124 | 405.2237 | 492.6249 | 2601.6 | 3445.1957 | 0.061659
5021 | Pump | Boiler Pump | P-B2A | Heating 1 | 2.0 | [5 empty] | 2.0 | 0.75 | 0.845 | 0.702 | 1.3243 |  | 0.5 | All Day | 24.0 | 372 | 302.4 | 297.6 | 234 | 148.8 | 126 | 74.4 | 74.4 | 108 | 186 | 306 | 372 | 492.6249 | 400.4563 | 394.0999 | 309.8769 | 197.0499 | 166.8568 | 98.525 | 98.525 | 143.0201 | 246.3124 | 405.2237 | 492.6249 | 2601.6 | 3445.1957 | 0.061659
5022 | Pump | Boiler Pump | P-B2B | Heating 1 | 2.0 | [5 empty] | 2.0 | 0.75 | 0.845 | 0.702 | 1.3243 |  | 0.5 | All Day | 24.0 | 372 | 302.4 | 297.6 | 234 | 148.8 | 126 | 74.4 | 74.4 | 108 | 186 | 306 | 372 | 492.6249 | 400.4563 | 394.0999 | 309.8769 | 197.0499 | 166.8568 | 98.525 | 98.525 | 143.0201 | 246.3124 | 405.2237 | 492.6249 | 2601.6 | 3445.1957 | 0.061659
5023 | Pump | Booster Pump |  | Booster Pump | 2.0 | [5 empty] | 2.0 | 0.75 | 0.845 | 0.702 | 1.3243 |  | 0.5 | All Day | 24.0 | 372 | 336 | 372 | 360 | 372 | 180 | 186 | 37.2 | 36 | 37.2 | 36 | 37.2 | 492.6249 | 444.9515 | 492.6249 | 476.7337 | 492.6249 | 238.3669 | 246.3124 | 49.2625 | 47.6734 | 49.2625 | 47.6734 | 49.2625 | 2361.6 | 3127.3733 | 0.80732
5024 | Ventilation | AH1 Exhaust Fan |  | Heating 1 | 2.0 | [5 empty] | 2.0 | 0.75 | 0.845 | 0.702 | 1.3243 |  | 1 | AHU-1 | 16.0 | 496 | 448 | 372 | 240 | 198.4 | 96 | 12.4 | 12.4 | 12 | 99.2 | 192 | 347.2 | 656.8331 | 593.2686 | 492.6249 | 317.8225 | 262.7333 | 127.129 | 16.4208 | 16.4208 | 15.8911 | 131.3666 | 254.258 | 459.7832 | 2525.6 | 3344.552 | 0.1926
5025 | Miscellaneous electricity | Boiler Burner Motor | B-1 | Heating 1 | 2.0 | [5 empty] | 2.0 | 0.75 | 0.845 | 0.702 | 1.3243 |  | 0.3 | All Day | 24.0 | 223.2 | 201.6 | 167.4 | 129.6 | 89.28 | 43.2 | 5.58 | 5.58 | 0 | 133.92 | 172.8 | 223.2 | 295.5749 | 266.9709 | 221.6812 | 171.6241 | 118.23 | 57.208 | 7.3894 | 7.3894 | 0 | 177.3449 | 228.8322 | 295.5749 | 1395.36 | 1847.8199 | 0.034983
5026 | Miscellaneous electricity | Boiler Burner Motor | B-2 | Heating 1 | 2.0 | [5 empty] | 2.0 | 0.75 | 0.845 | 0.702 | 1.3243 |  | 0.3 | All Day | 24.0 | 223.2 | 201.6 | 167.4 | 129.6 | 89.28 | 43.2 | 5.58 | 5.58 | 0 | 133.92 | 172.8 | 223.2 | 295.5749 | 266.9709 | 221.6812 | 171.6241 | 118.23 | 57.208 | 7.3894 | 7.3894 | 0 | 177.3449 | 228.8322 | 295.5749 | 1395.36 | 1847.8199 | 0.034983
5027 | Miscellaneous electricity | Boiler Burner Motor | B-3 | Heating 1 | 2.0 | [5 empty] | 2.0 | 0.75 | 0.845 | 0.702 | 1.3243 |  | 0.3 | All Day | 24.0 | 223.2 | 201.6 | 167.4 | 129.6 | 89.28 | 43.2 | 5.58 | 5.58 | 0 | 133.92 | 172.8 | 223.2 | 295.5749 | 266.9709 | 221.6812 | 171.6241 | 118.23 | 57.208 | 7.3894 | 7.3894 | 0 | 177.3449 | 228.8322 | 295.5749 | 1395.36 | 1847.8199 | 0.034983
5028 | AC system | Compressor | FC-301 | Cooling 1 | 2.0 | [5 empty] | 2.0 | 0.75 | 0.845 | 0.702 | 1.3243 |  | 0.15 | FCU-301 | 14.571428571428600 | 0 | 0 | 0 | 39.3429 | 47.43 | 52.4571 | 60.9814 | 67.7571 | 45.9 | 0 | 0 | 0 | 0 | 0 | 0 | 52.1002 | 62.8097 | 69.4669 | 80.7553 | 89.7281 | 60.7836 | 0 | 0 | 0 | 313.8686 | 415.6437 | 0.046091
5029 | AC system | Compressor | FC-301 | Cooling 1 | 2.0 | [5 empty] | 2.0 | 0.75 | 0.845 | 0.702 | 1.3243 |  | 0.15 | FCU-301 | 14.571428571428600 | 0 | 0 | 0 | 39.3429 | 47.43 | 52.4571 | 60.9814 | 67.7571 | 45.9 | 0 | 0 | 0 | 0 | 0 | 0 | 52.1002 | 62.8097 | 69.4669 | 80.7553 | 89.7281 | 60.7836 | 0 | 0 | 0 | 313.8686 | 415.6437 | 0.044975
5030 | AC system | Compressor | AC-101 | Cooling 1 | 2.0 | [5 empty] | 2.0 | 0.75 | 0.845 | 0.702 | 1.3243 |  | 0.15 | Occasional | 3.0 | 0 | 0 | 0 | 8.1 | 9.765 | 10.8 | 12.555 | 13.95 | 9.45 | 0 | 0 | 0 | 0 | 0 | 0 | 10.7265 | 12.9314 | 14.302 | 16.6261 | 18.4734 | 12.5143 | 0 | 0 | 0 | 64.62 | 85.5737 | 0.0094892
5031 | AC system | Compressor | AC-101 | Cooling 1 | 2.0 | [5 empty] | 2.0 | 0.75 | 0.845 | 0.702 | 1.3243 |  | 0.15 | Occasional | 3.0 | 0 | 0 | 0 | 8.1 | 9.765 | 10.8 | 12.555 | 13.95 | 9.45 | 0 | 0 | 0 | 0 | 0 | 0 | 10.7265 | 12.9314 | 14.302 | 16.6261 | 18.4734 | 12.5143 | 0 | 0 | 0 | 64.62 | 85.5737 | 0.0092595
5032 | Pump | B&G | CP-1 | Heating | 2.0 | [5 empty] | 2.0 | 0.75 | 0.845 | 0.702 | 1.3243 |  | 0.5 |  | 12.0 | 148.8 | 134.4 | 111.6 | 0 | 0 | 0 | 0 | 0 | 72 | 93 | 162 | 186 | 197.0499 | 177.9806 | 147.7875 | 0 | 0 | 0 | 0 | 0 | 95.3467 | 123.1562 | 214.5302 | 246.3124 | 907.8 | 1202.1636 | 0.40096
5033 | Pump | B&G | CP-2 | Heating | 2.0 | [5 empty] | 2.0 | 0.75 | 0.845 | 0.702 | 1.3243 |  | 0.5 |  | 12.0 | 148.8 | 134.4 | 111.6 | 0 | 0 | 0 | 0 | 0 | 72 | 93 | 162 | 186 | 197.0499 | 177.9806 | 147.7875 | 0 | 0 | 0 | 0 | 0 | 95.3467 | 123.1562 | 214.5302 | 246.3124 | 907.8 | 1202.1636 | 0.40096
5034 | Ventilation | Supply Fan | RTU-1 | Motion | 2.0 | [5 empty] | 2.0 | 0.75 | 0.845 | 0.702 | 1.3243 |  | 1 | Occupied | 12 | 372 | 336 | 186 | 324 | 372 | 360 | 334.8 | 260.4 | 180 | 111.6 | 72 | 260.4 | 492.6249 | 444.9515 | 246.3124 | 429.0604 | 492.6249 | 476.7337 | 443.3624 | 344.8374 | 238.3669 | 147.7875 | 95.3467 | 344.8374 | 3169.2 | 4196.8459 | 1.5693
5035 | Pump | Pump |  | Uniform | 2.0 | [5 empty] | 2.0 | 0.75 | 0.845 | 0.702 | 1.3243 |  | 0.01 | All Day | 24.0 | 7.44 | 6.72 | 7.44 | 7.2 | 7.44 | 7.2 | 7.44 | 7.44 | 7.2 | 7.44 | 7.2 | 7.44 | 9.8525 | 8.899 | 9.8525 | 9.5347 | 9.8525 | 9.5347 | 9.8525 | 9.8525 | 9.5347 | 9.8525 | 9.5347 | 9.8525 | 87.6 | 116.0052 | 0.010753
5036 | Pump | Sumbersible Sump Pump | P-4A | Uniform | 2.0 | [5 empty] | 2.0 | 0.75 | 0.845 | 0.702 | 1.3243 |  | 0.02 | 24/7 | 24.0 | 14.88 | 13.44 | 14.88 | 14.4 | 14.88 | 14.4 | 14.88 | 14.88 | 14.4 | 14.88 | 14.4 | 14.88 | 19.705 | 17.7981 | 19.705 | 19.0693 | 19.705 | 19.0693 | 19.705 | 19.705 | 19.0693 | 19.705 | 19.0693 | 19.705 | 175.2 | 232.0104 | 0.02323
5037 | Pump | Sumbersible Sump Pump | P-4B | Uniform | 2.0 | [5 empty] | 2.0 | 0.75 | 0.845 | 0.702 | 1.3243 |  | 0.02 | 24/7 | 24.0 | 14.88 | 13.44 | 14.88 | 14.4 | 14.88 | 14.4 | 14.88 | 14.88 | 14.4 | 14.88 | 14.4 | 14.88 | 19.705 | 17.7981 | 19.705 | 19.0693 | 19.705 | 19.0693 | 19.705 | 19.705 | 19.0693 | 19.705 | 19.0693 | 19.705 | 175.2 | 232.0104 | 0.02323
5038 | Pump | Sumbersible Sump Pump | P-5A | Uniform | 2.0 | [5 empty] | 2.0 | 0.75 | 0.845 | 0.702 | 1.3243 |  | 0.02 | 24/7 | 24.0 | 14.88 | 13.44 | 14.88 | 14.4 | 14.88 | 14.4 | 14.88 | 14.88 | 14.4 | 14.88 | 14.4 | 14.88 | 19.705 | 17.7981 | 19.705 | 19.0693 | 19.705 | 19.0693 | 19.705 | 19.705 | 19.0693 | 19.705 | 19.0693 | 19.705 | 175.2 | 232.0104 | 0.02323
5039 | Pump | Sumbersible Sump Pump | P-5B | Uniform | 2.0 | [5 empty] | 2.0 | 0.75 | 0.845 | 0.702 | 1.3243 |  | 0.02 | 24/7 | 24.0 | 14.88 | 13.44 | 14.88 | 14.4 | 14.88 | 14.4 | 14.88 | 14.88 | 14.4 | 14.88 | 14.4 | 14.88 | 19.705 | 17.7981 | 19.705 | 19.0693 | 19.705 | 19.0693 | 19.705 | 19.705 | 19.0693 | 19.705 | 19.0693 | 19.705 | 175.2 | 232.0104 | 0.02323
5040 | Pump | Sumbersible Sump Pump | P-6A | Uniform | 2.0 | [5 empty] | 2.0 | 0.75 | 0.845 | 0.702 | 1.3243 |  | 0.02 | 24/7 | 24.0 | 14.88 | 13.44 | 14.88 | 14.4 | 14.88 | 14.4 | 14.88 | 14.88 | 14.4 | 14.88 | 14.4 | 14.88 | 19.705 | 17.7981 | 19.705 | 19.0693 | 19.705 | 19.0693 | 19.705 | 19.705 | 19.0693 | 19.705 | 19.0693 | 19.705 | 175.2 | 232.0104 | 0.02323
5041 | Pump | Sumbersible Sump Pump | P-6B | Uniform | 2.0 | [5 empty] | 2.0 | 0.75 | 0.845 | 0.702 | 1.3243 |  | 0.02 | 24/7 | 24.0 | 14.88 | 13.44 | 14.88 | 14.4 | 14.88 | 14.4 | 14.88 | 14.88 | 14.4 | 14.88 | 14.4 | 14.88 | 19.705 | 17.7981 | 19.705 | 19.0693 | 19.705 | 19.0693 | 19.705 | 19.705 | 19.0693 | 19.705 | 19.0693 | 19.705 | 175.2 | 232.0104 | 0.02323
5042 | Pump | Sumbersible Sump Pump | P-7A | Uniform | 2.0 | [5 empty] | 2.0 | 0.75 | 0.845 | 0.702 | 1.3243 |  | 0.02 | 24/7 | 24.0 | 14.88 | 13.44 | 14.88 | 14.4 | 14.88 | 14.4 | 14.88 | 14.88 | 14.4 | 14.88 | 14.4 | 14.88 | 19.705 | 17.7981 | 19.705 | 19.0693 | 19.705 | 19.0693 | 19.705 | 19.705 | 19.0693 | 19.705 | 19.0693 | 19.705 | 175.2 | 232.0104 | 0.02323
5043 | Pump | Sumbersible Sump Pump | P-7B | Uniform | 2.0 | [5 empty] | 2.0 | 0.75 | 0.845 | 0.702 | 1.3243 |  | 0.02 | 24/7 | 24.0 | 14.88 | 13.44 | 14.88 | 14.4 | 14.88 | 14.4 | 14.88 | 14.88 | 14.4 | 14.88 | 14.4 | 14.88 | 19.705 | 17.7981 | 19.705 | 19.0693 | 19.705 | 19.0693 | 19.705 | 19.705 | 19.0693 | 19.705 | 19.0693 | 19.705 | 175.2 | 232.0104 | 0.02323
5044 | Pump | Sumbersible Sump Pump | P-8A | Uniform | 2.0 | [5 empty] | 2.0 | 0.75 | 0.845 | 0.702 | 1.3243 |  | 0.02 | 24/7 | 24.0 | 14.88 | 13.44 | 14.88 | 14.4 | 14.88 | 14.4 | 14.88 | 14.88 | 14.4 | 14.88 | 14.4 | 14.88 | 19.705 | 17.7981 | 19.705 | 19.0693 | 19.705 | 19.0693 | 19.705 | 19.705 | 19.0693 | 19.705 | 19.0693 | 19.705 | 175.2 | 232.0104 | 0.02323
5045 | Pump | Sumbersible Sump Pump | P-8B | Uniform | 2.0 | [5 empty] | 2.0 | 0.75 | 0.845 | 0.702 | 1.3243 |  | 0.02 | 24/7 | 24.0 | 14.88 | 13.44 | 14.88 | 14.4 | 14.88 | 14.4 | 14.88 | 14.88 | 14.4 | 14.88 | 14.4 | 14.88 | 19.705 | 17.7981 | 19.705 | 19.0693 | 19.705 | 19.0693 | 19.705 | 19.705 | 19.0693 | 19.705 | 19.0693 | 19.705 | 175.2 | 232.0104 | 0.02323
5046 | Pump | Sumbersible Sump Pump | P-9A | Uniform | 2.0 | [5 empty] | 2.0 | 0.75 | 0.845 | 0.702 | 1.3243 |  | 0.02 | 24/7 | 24.0 | 14.88 | 13.44 | 14.88 | 14.4 | 14.88 | 14.4 | 14.88 | 14.88 | 14.4 | 14.88 | 14.4 | 14.88 | 19.705 | 17.7981 | 19.705 | 19.0693 | 19.705 | 19.0693 | 19.705 | 19.705 | 19.0693 | 19.705 | 19.0693 | 19.705 | 175.2 | 232.0104 | 0.02323
5047 | Pump | Sumbersible Sump Pump | P-9B | Uniform | 2.0 | [5 empty] | 2.0 | 0.75 | 0.845 | 0.702 | 1.3243 |  | 0.02 | 24/7 | 24.0 | 14.88 | 13.44 | 14.88 | 14.4 | 14.88 | 14.4 | 14.88 | 14.88 | 14.4 | 14.88 | 14.4 | 14.88 | 19.705 | 17.7981 | 19.705 | 19.0693 | 19.705 | 19.0693 | 19.705 | 19.705 | 19.0693 | 19.705 | 19.0693 | 19.705 | 175.2 | 232.0104 | 0.02323
5048 | Pump |  |  | Uniform | 2.0 | [5 empty] | 2.0 | 0.75 | 0.845 | 0.702 | 1.3243 |  | 0.02 |  | 24.0 | 14.88 | 13.44 | 14.88 | 14.4 | 14.88 | 14.4 | 14.88 | 14.88 | 14.4 | 14.88 | 14.4 | 14.88 | 19.705 | 17.7981 | 19.705 | 19.0693 | 19.705 | 19.0693 | 19.705 | 19.705 | 19.0693 | 19.705 | 19.0693 | 19.705 | 175.2 | 232.0104 | 0.016214
5049 | Pump | Pump (fluid cooler) |  | Cooling 2 | 2.0 | [5 empty] | 2.0 | 0.75 | 0.845 | 0.702 | 1.3243 |  | 1 | Fluid Cooler | 13.0 | 0 | 0 | 0 | 0 | 201.5 | 234 | 403 | 403 | 273 | 80.6 | 0 | 0 | 0 | 0 | 0 | 0 | 266.8385 | 309.8769 | 533.6769 | 533.6769 | 361.5231 | 106.7354 | 0 | 0 | 1595.1 | 2112.3277 | 0.36102
5050 | Ventilation | Exhaust Fan | EF-5 | Uniform | 2.0 | [5 empty] | 2.0 | 0.75 | 0.845 | 0.702 | 1.3243 |  | 1 | Exhaust Fan | 8.428571428571430 | 261.2857 | 236 | 261.2857 | 252.8571 | 261.2857 | 252.8571 | 261.2857 | 261.2857 | 252.8571 | 261.2857 | 252.8571 | 261.2857 | 346.0103 | 312.5254 | 346.0103 | 334.8487 | 346.0103 | 334.8487 | 346.0103 | 346.0103 | 334.8487 | 346.0103 | 334.8487 | 346.0103 | 3076.4286 | 4073.9924 | 0.077128
5051 | Ventilation | Exhaust Fan | EF-10 | Uniform | 2.0 | [5 empty] | 2.0 | 0.75 | 0.845 | 0.702 | 1.3243 |  | 1 | Exhaust Fan | 8.428571428571430 | 261.2857 | 236 | 261.2857 | 252.8571 | 261.2857 | 252.8571 | 261.2857 | 261.2857 | 252.8571 | 261.2857 | 252.8571 | 261.2857 | 346.0103 | 312.5254 | 346.0103 | 334.8487 | 346.0103 | 334.8487 | 346.0103 | 346.0103 | 334.8487 | 346.0103 | 334.8487 | 346.0103 | 3076.4286 | 4073.9924 | 0.077128
5052 | Pump | HP02 SOURCE PUMP | S-P2 | Heat Pump | 2.0 | [5 empty] | 2.0 | 0.75 | 0.845 | 0.702 | 1.3243 |  | 0.8 | All Day | 24.0 | 535.68 | 376.32 | 357.12 | 345.6 | 297.6 | 403.2 | 416.64 | 416.64 | 403.2 | 535.68 | 576 | 595.2 | 709.3798 | 498.3457 | 472.9199 | 457.6644 | 394.0999 | 533.9418 | 551.7398 | 551.7398 | 533.9418 | 709.3798 | 762.774 | 788.1998 | 5258.88 | 6964.1263 | 1.1583
5053 | Pump | HP02 LOAD PUMP | L-P2 | Heat Pump | 2.0 | [5 empty] | 2.0 | 0.75 | 0.845 | 0.702 | 1.3243 |  | 0.8 | All Day | 24.0 | 535.68 | 376.32 | 357.12 | 345.6 | 297.6 | 403.2 | 416.64 | 416.64 | 403.2 | 535.68 | 576 | 595.2 | 709.3798 | 498.3457 | 472.9199 | 457.6644 | 394.0999 | 533.9418 | 551.7398 | 551.7398 | 533.9418 | 709.3798 | 762.774 | 788.1998 | 5258.88 | 6964.1263 | 1.1583
5054 | Ventilation | Fan Coil Unit | FC-24 | Uniform | 2.0 | [5 empty] | 2.0 | 0.75 | 0.845 | 0.702 | 1.3243 |  | 0.5 | B | 8.571428571428570 | 132.8571 | 120 | 132.8571 | 128.5714 | 132.8571 | 128.5714 | 132.8571 | 132.8571 | 128.5714 | 132.8571 | 128.5714 | 132.8571 | 175.9374 | 158.9112 | 175.9374 | 170.262 | 175.9374 | 170.262 | 175.9374 | 175.9374 | 170.262 | 175.9374 | 170.262 | 175.9374 | 1564.2857 | 2071.5216 | 0.14476
5055 | Ventilation | Supply Fan | AHU-6 | Uniform | 2.0 | [5 empty] | 2.0 | 0.75 | 0.845 | 0.702 | 1.3243 |  | 1 | AHU5 AHU6 | 7.142857142857140 | 221.4286 | 180 | 221.4286 | 214.2857 | 199.2857 | 85.7143 | 44.2857 | 22.1429 | 128.5714 | 221.4286 | 214.2857 | 221.4286 | 293.2291 | 238.3669 | 293.2291 | 283.7701 | 263.9062 | 113.508 | 58.6458 | 29.3229 | 170.262 | 293.2291 | 283.7701 | 293.2291 | 1974.2857 | 2614.4683 | 1.1357
5056 | Pump | DHW pump |  | Heating 1 | 2.0 | [5 empty] | 2.0 | 0.75 | 0.845 | 0.702 | 1.3243 |  | 1 | All Day | 24.0 | 744 | 672 | 595.2 | 576 | 446.4 | 0 | 0 | 0 | 216 | 431.52 | 720 | 744 | 985.2497 | 889.903 | 788.1998 | 762.774 | 591.1498 | 0 | 0 | 0 | 286.0402 | 571.4448 | 953.4675 | 985.2497 | 5145.12 | 6813.4784 | 0.76391
5057 | Pump | Primary HW Pump |  | Heating 1 | 2.0 | [5 empty] | 2.0 | 0.75 | 0.845 | 0.702 | 1.3243 |  | 1 | All Day | 24.0 | 744 | 672 | 595.2 | 576 | 446.4 | 0 | 0 | 0 | 216 | 431.52 | 720 | 744 | 985.2497 | 889.903 | 788.1998 | 762.774 | 591.1498 | 0 | 0 | 0 | 286.0402 | 571.4448 | 953.4675 | 985.2497 | 5145.12 | 6813.4784 | 0.76391
5058 | Ventilation | Exhaust Fan | FNE037-VTC | Cooling 1 | 2.0 | [5 empty] | 2.0 | 0.75 | 0.845 | 0.702 | 1.3243 |  | 0.5 | All Day | 24.0 | 0 | 0 | 3.72 | 18 | 37.2 | 72 | 186 | 186 | 108 | 3.72 | 0 | 0 | 0 | 0 | 4.9262 | 23.8367 | 49.2625 | 95.3467 | 246.3124 | 246.3124 | 143.0201 | 4.9262 | 0 | 0 | 614.64 | 813.9434 | 0.04555
5059 | Pump | Boiler Pump | P-1 | Heating 1 | 2.0 | [5 empty] | 2.0 | 0.75 | 0.845 | 0.702 | 1.3243 |  | 0.3 | All Day | 24.0 | 223.2 | 161.28 | 145.08 | 133.7066 | 93.744 | 64.8 | 44.64 | 33.48 | 54 | 118.296 | 172.8 | 223.2 | 295.5749 | 213.5767 | 192.1237 | 177.0624 | 124.1415 | 85.8121 | 59.115 | 44.3362 | 71.5101 | 156.6547 | 228.8322 | 295.5749 | 1468.2266 | 1944.3143 | 0.15072
5060 | Pump | Boiler Pump | P-2 | Heating 1 | 2.0 | [5 empty] | 2.0 | 0.75 | 0.845 | 0.702 | 1.3243 |  | 0.3 | All Day | 24.0 | 223.2 | 161.28 | 145.08 | 133.7066 | 93.744 | 64.8 | 44.64 | 33.48 | 54 | 118.296 | 172.8 | 223.2 | 295.5749 | 213.5767 | 192.1237 | 177.0624 | 124.1415 | 85.8121 | 59.115 | 44.3362 | 71.5101 | 156.6547 | 228.8322 | 295.5749 | 1468.2266 | 1944.3143 | 0.15072
5061 | Ventilation | Supply Fan | F-11 | Uniform | 2.0 | [5 empty] | 2.0 | 0.75 | 0.845 | 0.702 | 1.3243 |  | 1 | AHU (12h) | 8.571428571428570 | 265.7143 | 240 | 265.7143 | 257.1429 | 265.7143 | 257.1429 | 265.7143 | 265.7143 | 257.1429 | 265.7143 | 257.1429 | 265.7143 | 456.8698 | 397.2781 | 417.142 | 437.0059 | 437.0059 | 417.142 | 456.8698 | 417.142 | 437.0059 | 456.8698 | 397.2781 | 456.8698 | 3128.5714 | 5184.4793 | 1.1034
5062 | Pump | Heating Pump | P-1 | Heating 1 | 2.0 | [5 empty] | 2.0 | 0.75 | 0.845 | 0.702 | 1.3243 |  | 1 | All Day | 24.0 | 706.8 | 672 | 595.2 | 540 | 334.8 | 144 | 18.6 | 18.6 | 18 | 334.8 | 540 | 706.8 | 935.9872 | 889.903 | 788.1998 | 715.1006 | 443.3624 | 190.6935 | 24.6312 | 24.6312 | 23.8367 | 443.3624 | 715.1006 | 935.9872 | 4629.6 | 6130.7957 | 0.56827
5063 | Pump | HW Circ Pump-1 | HW P-1 | Heating 1 | 2.0 | [5 empty] | 2.0 | 0.75 | 0.845 | 0.702 | 1.3243 |  | 0.6 | Occupied | 17.5 | 325.5 | 264.6 | 227.85 | 157.5 | 97.65 | 31.5 | 0 | 32.55 | 63 | 162.75 | 252 | 325.5 | 431.0467 | 350.3993 | 301.7327 | 208.571 | 129.314 | 41.7142 | 0 | 43.1047 | 83.4284 | 215.5234 | 333.7136 | 431.0467 | 1940.4 | 2569.5948 | 1.1162
5064 | Pump | HW Circ Pump-2 | HW P-2 | Heating 1 | 2.0 | [5 empty] | 2.0 | 0.75 | 0.845 | 0.702 | 1.3243 |  | 0.6 | Occupied | 17.5 | 325.5 | 264.6 | 227.85 | 157.5 | 97.65 | 31.5 | 0 | 32.55 | 63 | 162.75 | 252 | 325.5 | 431.0467 | 350.3993 | 301.7327 | 208.571 | 129.314 | 41.7142 | 0 | 43.1047 | 83.4284 | 215.5234 | 333.7136 | 431.0467 | 1940.4 | 2569.5948 | 1.1162
5065 | Ventilation | Supply Fan | RTU2 | Heating 1 | 2.0 | [5 empty] | 2.0 | 0.75 | 0.845 | 0.702 | 1.3243 |  | 0.5 | All Day | 24.0 | 372 | 302.4 | 186 | 144 | 130.2 | 72 | 74.4 | 74.4 | 72 | 74.4 | 216 | 372 | 492.6249 | 400.4563 | 246.3124 | 190.6935 | 172.4187 | 95.3467 | 98.525 | 98.525 | 95.3467 | 98.525 | 286.0402 | 492.6249 | 2089.8 | 2767.4393 | 2.955
5066 | Ventilation | Return Fan | AHU-1 | University | 2.0 | [5 empty] | 2.0 | 0.75 | 0.845 | 0.702 | 1.3243 |  | 1 | AHU-1 | 14.0 | 434 | 392 | 434 | 420 | 260.4 | 126 | 43.4 | 217 | 420 | 434 | 420 | 434 | 574.729 | 519.1101 | 574.729 | 556.1893 | 344.8374 | 166.8568 | 57.4729 | 287.3645 | 556.1893 | 574.729 | 556.1893 | 574.729 | 4034.8 | 5343.1257 | 1.447
5067 | Ventilation | Return Fan | AHU-2 | University | 2.0 | [5 empty] | 2.0 | 0.75 | 0.845 | 0.702 | 1.3243 |  | 1 | AHU-2 | 14.0 | 434 | 392 | 434 | 420 | 260.4 | 126 | 43.4 | 217 | 420 | 434 | 420 | 434 | 574.729 | 519.1101 | 574.729 | 556.1893 | 344.8374 | 166.8568 | 57.4729 | 287.3645 | 556.1893 | 574.729 | 556.1893 | 574.729 | 4034.8 | 5343.1257 | 1.447
5068 | Ventilation | Return Fan | AHU-3 | University | 2.0 | [5 empty] | 2.0 | 0.75 | 0.845 | 0.702 | 1.3243 |  | 1 | AHU-3 | 14.0 | 434 | 392 | 434 | 420 | 260.4 | 126 | 43.4 | 217 | 420 | 434 | 420 | 434 | 574.729 | 519.1101 | 574.729 | 556.1893 | 344.8374 | 166.8568 | 57.4729 | 287.3645 | 556.1893 | 574.729 | 556.1893 | 574.729 | 4034.8 | 5343.1257 | 1.447
5069 | AC system | Chiller Pump | Chiller Oil Pump | Cooling 1 | 2.0 |  | 3 |  | 460.0 |  | 2.0 | 0.75 | 0.845 | 0.702 | 1.3243 |  | 0.2 | All Day | 24.0 | 0 | 0 | 0 | 14.4 | 59.52 | 86.4 | 119.04 | 119.04 | 43.2 | 0 | 0 | 0 | 0 | 0 | 0 | 19.0693 | 78.82 | 114.4161 | 157.64 | 157.64 | 57.208 | 0 | 0 | 0 | 441.6 | 584.7934 | 0.014565
5070 | Heat pump | Blower | HPWA-02 | Heat Pump | 2.0 | [5 empty] | 2.0 | 0.75 | 0.845 | 0.702 | 1.3243 |  | 1 | All Day | 24.0 | 669.6 | 470.4 | 446.4 | 432 | 372 | 504 | 520.8 | 520.8 | 504 | 669.6 | 720 | 744 | 886.7247 | 622.9321 | 591.1498 | 572.0805 | 492.6249 | 667.4272 | 689.6748 | 689.6748 | 667.4272 | 886.7247 | 953.4675 | 985.2497 | 6573.6 | 8705.1579 | 1.4478
5071 | Ventilation | Fan Coil Unit | FC-1 | FC | 2.0 | [5 empty] | 2.0 | 0.75 | 0.845 | 0.702 | 1.3243 |  | 1 |  | 24.0 | 409.2 | 369.6 | 409.2 | 396 | 334.8 | 324 | 148.8 | 297.6 | 396 | 409.2 | 396 | 409.2 | 541.8873 | 489.4466 | 541.8873 | 524.4071 | 443.3624 | 429.0604 | 197.0499 | 394.0999 | 524.4071 | 541.8873 | 524.4071 | 541.8873 | 4299.6 | 5693.7898 | 0.39723
5072 | Ventilation | Fan Coil Unit | FC-1 | FC | 2.0 | [5 empty] | 2.0 | 0.75 | 0.845 | 0.702 | 1.3243 |  | 1 |  | 24.0 | 409.2 | 369.6 | 409.2 | 396 | 334.8 | 324 | 148.8 | 297.6 | 396 | 409.2 | 396 | 409.2 | 541.8873 | 489.4466 | 541.8873 | 524.4071 | 443.3624 | 429.0604 | 197.0499 | 394.0999 | 524.4071 | 541.8873 | 524.4071 | 541.8873 | 4299.6 | 5693.7898 | 0.40075
5073 | Pump | Pump | 313-P-6 | Heating 1 | 2.0 | [5 empty] | 2.0 | 0.75 | 0.845 | 0.702 | 1.3243 | 0.43 | 0.5 | All Day | 24.0 | 372 | 336 | 223.2 | 180 | 148.8 | 72 | 9.3 | 9.3 | 9 | 74.4 | 216 | 260.4 | 91.0863 | 82.2715 | 54.6518 | 44.074 | 36.4345 | 17.6296 | 2.2772 | 2.2772 | 2.2037 | 18.2173 | 52.8888 | 63.7604 | 1910.4 | 467.7724 | 0.079947
5074 | Pump | Pump | 313-P-6A | Heating 1 | 2.0 | [5 empty] | 2.0 | 0.75 | 0.845 | 0.702 | 1.3243 | 0.75 | 0.5 | All Day | 24.0 | 372 | 336 | 223.2 | 180 | 148.8 | 72 | 9.3 | 9.3 | 9 | 74.4 | 216 | 260.4 | 277.1015 | 250.2852 | 166.2609 | 134.0814 | 110.8406 | 53.6325 | 6.9275 | 6.9275 | 6.7041 | 55.4203 | 160.8976 | 193.971 | 1910.4 | 1423.0502 | 0.24321
5075 | AC system | Compressor | FC | Cooling 1 | 2.0 | [5 empty] | 2.0 | 0.75 | 0.845 | 0.702 | 1.3243 |  | 0.15 | Occupied | 14.896428571428600 | 0 | 0 | 0 | 40.2204 | 48.4879 | 53.6271 | 62.3416 | 69.2684 | 46.9237 | 0 | 0 | 0 | 0 | 0 | 0 | 53.2622 | 64.2106 | 71.0163 | 82.5564 | 91.7294 | 62.1393 | 0 | 0 | 0 | 320.8691 | 424.9142 | 0.047119
5076 | AC system | Compressor | FC | Cooling 1 | 2.0 | [5 empty] | 2.0 | 0.75 | 0.845 | 0.702 | 1.3243 |  | 0.15 | Occupied | 14.896428571428600 | 0 | 0 | 0 | 40.2204 | 48.4879 | 53.6271 | 62.3416 | 69.2684 | 46.9237 | 0 | 0 | 0 | 0 | 0 | 0 | 53.2622 | 64.2106 | 71.0163 | 82.5564 | 91.7294 | 62.1393 | 0 | 0 | 0 | 320.8691 | 424.9142 | 0.047119
5077 | AC system | Compressor | FC-3 | Cooling 1 | 2.0 | [5 empty] | 2.0 | 0.75 | 0.845 | 0.702 | 1.3243 |  | 0.15 | Occupied | 14.896428571428600 | 0 | 0 | 0 | 40.2204 | 48.4879 | 53.6271 | 62.3416 | 69.2684 | 46.9237 | 0 | 0 | 0 | 0 | 0 | 0 | 53.2622 | 64.2106 | 71.0163 | 82.5564 | 91.7294 | 62.1393 | 0 | 0 | 0 | 320.8691 | 424.9142 | 0.047119
5078 | AC system | Compressor | FC-4 | Cooling 1 | 2.0 | [5 empty] | 2.0 | 0.75 | 0.845 | 0.702 | 1.3243 |  | 0.15 | Occupied | 14.896428571428600 | 0 | 0 | 0 | 40.2204 | 48.4879 | 53.6271 | 62.3416 | 69.2684 | 46.9237 | 0 | 0 | 0 | 0 | 0 | 0 | 53.2622 | 64.2106 | 71.0163 | 82.5564 | 91.7294 | 62.1393 | 0 | 0 | 0 | 320.8691 | 424.9142 | 0.047119
5079 | AC system | Compressor | FC-5 | Cooling 1 | 2.0 | [5 empty] | 2.0 | 0.75 | 0.845 | 0.702 | 1.3243 |  | 0.15 | Occupied | 14.896428571428600 | 0 | 0 | 0 | 40.2204 | 48.4879 | 53.6271 | 62.3416 | 69.2684 | 46.9237 | 0 | 0 | 0 | 0 | 0 | 0 | 53.2622 | 64.2106 | 71.0163 | 82.5564 | 91.7294 | 62.1393 | 0 | 0 | 0 | 320.8691 | 424.9142 | 0.047119
5080 | AC system | Compressor | FC | Cooling 1 | 2.0 | [5 empty] | 2.0 | 0.75 | 0.845 | 0.702 | 1.3243 |  | 0.15 | Occupied | 14.896428571428600 | 0 | 0 | 0 | 40.2204 | 48.4879 | 53.6271 | 62.3416 | 69.2684 | 46.9237 | 0 | 0 | 0 | 0 | 0 | 0 | 53.2622 | 64.2106 | 71.0163 | 82.5564 | 91.7294 | 62.1393 | 0 | 0 | 0 | 320.8691 | 424.9142 | 0.045978
5081 | AC system | Compressor | FC | Cooling 1 | 2.0 | [5 empty] | 2.0 | 0.75 | 0.845 | 0.702 | 1.3243 |  | 0.15 | Occupied | 14.896428571428600 | 0 | 0 | 0 | 40.2204 | 48.4879 | 53.6271 | 62.3416 | 69.2684 | 46.9237 | 0 | 0 | 0 | 0 | 0 | 0 | 53.2622 | 64.2106 | 71.0163 | 82.5564 | 91.7294 | 62.1393 | 0 | 0 | 0 | 320.8691 | 424.9142 | 0.045978
5082 | AC system | Compressor | FC-3 | Cooling 1 | 2.0 | [5 empty] | 2.0 | 0.75 | 0.845 | 0.702 | 1.3243 |  | 0.15 | Occupied | 14.896428571428600 | 0 | 0 | 0 | 40.2204 | 48.4879 | 53.6271 | 62.3416 | 69.2684 | 46.9237 | 0 | 0 | 0 | 0 | 0 | 0 | 53.2622 | 64.2106 | 71.0163 | 82.5564 | 91.7294 | 62.1393 | 0 | 0 | 0 | 320.8691 | 424.9142 | 0.045978
5083 | AC system | Compressor | FC-4 | Cooling 1 | 2.0 | [5 empty] | 2.0 | 0.75 | 0.845 | 0.702 | 1.3243 |  | 0.15 | Occupied | 14.896428571428600 | 0 | 0 | 0 | 40.2204 | 48.4879 | 53.6271 | 62.3416 | 69.2684 | 46.9237 | 0 | 0 | 0 | 0 | 0 | 0 | 53.2622 | 64.2106 | 71.0163 | 82.5564 | 91.7294 | 62.1393 | 0 | 0 | 0 | 320.8691 | 424.9142 | 0.045978
5084 | AC system | Compressor | FC-5 | Cooling 1 | 2.0 | [5 empty] | 2.0 | 0.75 | 0.845 | 0.702 | 1.3243 |  | 0.15 | Occupied | 14.896428571428600 | 0 | 0 | 0 | 40.2204 | 48.4879 | 53.6271 | 62.3416 | 69.2684 | 46.9237 | 0 | 0 | 0 | 0 | 0 | 0 | 53.2622 | 64.2106 | 71.0163 | 82.5564 | 91.7294 | 62.1393 | 0 | 0 | 0 | 320.8691 | 424.9142 | 0.045978
5085 | Heat pump | Blower for HP Air to Water | HP-13 | Heat Pump | 2.0 | [5 empty] | 2.0 | 0.75 | 0.845 | 0.702 | 1.3243 |  | 0.4 | All Day | 24.0 | 193.44 | 215.04 | 178.56 | 172.8 | 193.44 | 230.4 | 267.84 | 297.6 | 230.4 | 163.68 | 158.4 | 208.32 | 256.1649 | 284.7689 | 236.4599 | 228.8322 | 256.1649 | 305.1096 | 354.6899 | 394.0999 | 305.1096 | 216.7549 | 209.7628 | 275.8699 | 2509.92 | 3323.7876 | 0.062926
5086 | Heat pump | Blower for HP Air to Water | HP-14 | Heat Pump | 2.0 | [5 empty] | 2.0 | 0.75 | 0.845 | 0.702 | 1.3243 |  | 0.4 | All Day | 24.0 | 193.44 | 215.04 | 178.56 | 172.8 | 193.44 | 230.4 | 267.84 | 297.6 | 230.4 | 163.68 | 158.4 | 208.32 | 256.1649 | 284.7689 | 236.4599 | 228.8322 | 256.1649 | 305.1096 | 354.6899 | 394.0999 | 305.1096 | 216.7549 | 209.7628 | 275.8699 | 2509.92 | 3323.7876 | 0.062926
5087 | Heat pump | Blower for HP Air to Water | HP-34 | Heat Pump | 2.0 | [5 empty] | 2.0 | 0.75 | 0.845 | 0.702 | 1.3243 |  | 0.4 | All Day | 24.0 | 193.44 | 215.04 | 178.56 | 172.8 | 193.44 | 230.4 | 267.84 | 297.6 | 230.4 | 163.68 | 158.4 | 208.32 | 256.1649 | 284.7689 | 236.4599 | 228.8322 | 256.1649 | 305.1096 | 354.6899 | 394.0999 | 305.1096 | 216.7549 | 209.7628 | 275.8699 | 2509.92 | 3323.7876 | 0.062926
5088 | Ventilation | Exhaust Fan | EF-2a | Uniform | 2.0 | [5 empty] | 2.0 | 0.75 | 0.845 | 0.702 | 1.3243 |  | 1 | H | 2.857142857142860 | 88.5714 | 80 | 88.5714 | 85.7143 | 88.5714 | 85.7143 | 88.5714 | 88.5714 | 85.7143 | 88.5714 | 85.7143 | 88.5714 | 117.2916 | 105.9408 | 117.2916 | 113.508 | 117.2916 | 113.508 | 117.2916 | 117.2916 | 113.508 | 117.2916 | 113.508 | 117.2916 | 1042.8571 | 1381.0144 | 0.09651
5089 | Ventilation | Exhaust Fan | EF-2b | Uniform | 2.0 | [5 empty] | 2.0 | 0.75 | 0.845 | 0.702 | 1.3243 |  | 1 | H | 2.857142857142860 | 88.5714 | 80 | 88.5714 | 85.7143 | 88.5714 | 85.7143 | 88.5714 | 88.5714 | 85.7143 | 88.5714 | 85.7143 | 88.5714 | 117.2916 | 105.9408 | 117.2916 | 113.508 | 117.2916 | 113.508 | 117.2916 | 117.2916 | 113.508 | 117.2916 | 113.508 | 117.2916 | 1042.8571 | 1381.0144 | 0.09651
5090 | Ventilation | Exhaust Fan | EF-2c | Uniform | 2.0 | [5 empty] | 2.0 | 0.75 | 0.845 | 0.702 | 1.3243 |  | 1 | H | 2.857142857142860 | 88.5714 | 80 | 88.5714 | 85.7143 | 88.5714 | 85.7143 | 88.5714 | 88.5714 | 85.7143 | 88.5714 | 85.7143 | 88.5714 | 117.2916 | 105.9408 | 117.2916 | 113.508 | 117.2916 | 113.508 | 117.2916 | 117.2916 | 113.508 | 117.2916 | 113.508 | 117.2916 | 1042.8571 | 1381.0144 | 0.09651
5091 | Ventilation | Exhaust Fan | EF-2d | Uniform | 2.0 | [5 empty] | 2.0 | 0.75 | 0.845 | 0.702 | 1.3243 |  | 1 | H | 2.857142857142860 | 88.5714 | 80 | 88.5714 | 85.7143 | 88.5714 | 85.7143 | 88.5714 | 88.5714 | 85.7143 | 88.5714 | 85.7143 | 88.5714 | 117.2916 | 105.9408 | 117.2916 | 113.508 | 117.2916 | 113.508 | 117.2916 | 117.2916 | 113.508 | 117.2916 | 113.508 | 117.2916 | 1042.8571 | 1381.0144 | 0.09651
5092 | Pump | RAD | RAD P1 | Heating 1 | 2.0 | 1.5 | 3 |  | 460.0 |  | 2.0 | 0.75 | 0.845 | 0.702 | 1.3243 |  | 0.5 | All Day | 24.0 | 372 | 309.12 | 297.6 | 216 | 148.8 | 57.6 | 11.16 | 29.76 | 90 | 186 | 306 | 372 | 492.6249 | 409.3554 | 394.0999 | 286.0402 | 197.0499 | 76.2774 | 14.7787 | 39.41 | 119.1834 | 246.3124 | 405.2237 | 492.6249 | 2396.04 | 3172.9808 | 0.079027
5093 | Pump | RAD | RAD P2 | Heating 1 | 2.0 | 1.5 | 3 |  | 460.0 |  | 2.0 | 0.75 | 0.845 | 0.702 | 1.3243 |  | 0.5 | All Day | 24.0 | 372 | 309.12 | 297.6 | 216 | 148.8 | 57.6 | 11.16 | 29.76 | 90 | 186 | 306 | 372 | 492.6249 | 409.3554 | 394.0999 | 286.0402 | 197.0499 | 76.2774 | 14.7787 | 39.41 | 119.1834 | 246.3124 | 405.2237 | 492.6249 | 2396.04 | 3172.9808 | 0.079027
5094 | AC system | Compressor | FC-302 | Cooling 1 | 2.0 | [5 empty] | 2.0 | 0.75 | 0.845 | 0.702 | 1.3243 |  | 0.15 | FCU-302 | 15.571428571428600 | 0 | 0 | 0 | 42.0429 | 50.685 | 56.0571 | 65.1664 | 72.4071 | 49.05 | 0 | 0 | 0 | 0 | 0 | 0 | 55.6757 | 67.1201 | 74.2343 | 86.2973 | 95.8859 | 64.955 | 0 | 0 | 0 | 335.4086 | 444.1683 | 0.049254
5095 | AC system | Compressor | FC-302 | Cooling 1 | 2.0 | [5 empty] | 2.0 | 0.75 | 0.845 | 0.702 | 1.3243 |  | 0.15 | FCU-302 | 15.571428571428600 | 0 | 0 | 0 | 42.0429 | 50.685 | 56.0571 | 65.1664 | 72.4071 | 49.05 | 0 | 0 | 0 | 0 | 0 | 0 | 55.6757 | 67.1201 | 74.2343 | 86.2973 | 95.8859 | 64.955 | 0 | 0 | 0 | 335.4086 | 444.1683 | 0.048061
5096 | Ventilation | Exhaust Fan | EF | Uniform | 2.0 | [5 empty] | 2.0 | 0.75 | 0.845 | 0.702 | 1.3243 |  | 1 | Occupied | 15.428571428571400 | 478.2857 | 432 | 478.2857 | 462.8571 | 478.2857 | 462.8571 | 478.2857 | 478.2857 | 462.8571 | 478.2857 | 462.8571 | 478.2857 | 633.3748 | 572.0805 | 633.3748 | 612.9434 | 633.3748 | 612.9434 | 633.3748 | 633.3748 | 612.9434 | 633.3748 | 612.9434 | 633.3748 | 5631.4286 | 7457.4776 | 1.7462
5097 | AC system | Compressor | FC-2 | Cooling 1 | 2.0 | [5 empty] | 2.0 | 0.75 | 0.845 | 0.702 | 1.3243 |  | 0.15 | SF-1 | 13.0 | 0 | 0 | 0 | 35.1 | 42.315 | 46.8 | 54.405 | 60.45 | 40.95 | 0 | 0 | 0 | 0 | 0 | 0 | 46.4815 | 56.0361 | 61.9754 | 72.0464 | 80.0515 | 54.2285 | 0 | 0 | 0 | 280.02 | 370.8194 | 0.04112
5098 | AC system | Compressor | FC-3 | Cooling 1 | 2.0 | [5 empty] | 2.0 | 0.75 | 0.845 | 0.702 | 1.3243 |  | 0.15 | SF-1 | 13.0 | 0 | 0 | 0 | 35.1 | 42.315 | 46.8 | 54.405 | 60.45 | 40.95 | 0 | 0 | 0 | 0 | 0 | 0 | 46.4815 | 56.0361 | 61.9754 | 72.0464 | 80.0515 | 54.2285 | 0 | 0 | 0 | 280.02 | 370.8194 | 0.04112
5099 | AC system | Compressor | FC-4 | Cooling 1 | 2.0 | [5 empty] | 2.0 | 0.75 | 0.845 | 0.702 | 1.3243 |  | 0.15 | SF-1 | 13.0 | 0 | 0 | 0 | 35.1 | 42.315 | 46.8 | 54.405 | 60.45 | 40.95 | 0 | 0 | 0 | 0 | 0 | 0 | 46.4815 | 56.0361 | 61.9754 | 72.0464 | 80.0515 | 54.2285 | 0 | 0 | 0 | 280.02 | 370.8194 | 0.04112
5100 | AC system | Compressor | FC-2 | Cooling 1 | 2.0 | [5 empty] | 2.0 | 0.75 | 0.845 | 0.702 | 1.3243 |  | 0.15 | SF-1 | 13.0 | 0 | 0 | 0 | 35.1 | 42.315 | 46.8 | 54.405 | 60.45 | 40.95 | 0 | 0 | 0 | 0 | 0 | 0 | 46.4815 | 56.0361 | 61.9754 | 72.0464 | 80.0515 | 54.2285 | 0 | 0 | 0 | 280.02 | 370.8194 | 0.040125
5101 | AC system | Compressor | FC-3 | Cooling 1 | 2.0 | [5 empty] | 2.0 | 0.75 | 0.845 | 0.702 | 1.3243 |  | 0.15 | SF-1 | 13.0 | 0 | 0 | 0 | 35.1 | 42.315 | 46.8 | 54.405 | 60.45 | 40.95 | 0 | 0 | 0 | 0 | 0 | 0 | 46.4815 | 56.0361 | 61.9754 | 72.0464 | 80.0515 | 54.2285 | 0 | 0 | 0 | 280.02 | 370.8194 | 0.040125
5102 | AC system | Compressor | FC-4 | Cooling 1 | 2.0 | [5 empty] | 2.0 | 0.75 | 0.845 | 0.702 | 1.3243 |  | 0.15 | SF-1 | 13.0 | 0 | 0 | 0 | 35.1 | 42.315 | 46.8 | 54.405 | 60.45 | 40.95 | 0 | 0 | 0 | 0 | 0 | 0 | 46.4815 | 56.0361 | 61.9754 | 72.0464 | 80.0515 | 54.2285 | 0 | 0 | 0 | 280.02 | 370.8194 | 0.040125
5103 | AC system | AirStack Module 1 - Fans | ACC-2 | Cooling 1 | 2.0 | [5 empty] | 2.0 | 0.75 | 0.845 | 0.702 | 1.3243 |  | 0.8 | AHU-1 | 13.642857142857100 | 0 | 0 | 0 | 0 | 169.1714 | 327.4286 | 338.3429 | 304.5086 | 294.6857 | 169.1714 | 98.2286 | 0 | 0 | 0 | 0 | 0 | 224.027 | 433.6007 | 448.054 | 403.2486 | 390.2406 | 224.027 | 130.0802 | 0 | 1701.5371 | 2253.2782 | 1.4965
5104 | AC system | AirStack Module 2 - Fans | ACC-4 | Cooling 1 | 2.0 | [5 empty] | 2.0 | 0.75 | 0.845 | 0.702 | 1.3243 |  | 0.8 | AHU-1 | 13.642857142857100 | 0 | 0 | 0 | 0 | 169.1714 | 327.4286 | 338.3429 | 304.5086 | 294.6857 | 169.1714 | 98.2286 | 0 | 0 | 0 | 0 | 0 | 224.027 | 433.6007 | 448.054 | 403.2486 | 390.2406 | 224.027 | 130.0802 | 0 | 1701.5371 | 2253.2782 | 1.4965
5105 | AC system | AirStack Module 3 - Fans | ACC-6 | Cooling 1 | 2.0 | [5 empty] | 2.0 | 0.75 | 0.845 | 0.702 | 1.3243 |  | 0.8 | AHU-1 | 13.642857142857100 | 0 | 0 | 0 | 0 | 169.1714 | 327.4286 | 338.3429 | 304.5086 | 294.6857 | 169.1714 | 98.2286 | 0 | 0 | 0 | 0 | 0 | 224.027 | 433.6007 | 448.054 | 403.2486 | 390.2406 | 224.027 | 130.0802 | 0 | 1701.5371 | 2253.2782 | 1.4965
5106 | AC system | AirStack Module 4 - Fans | ACC-8 | Cooling 1 | 2.0 | [5 empty] | 2.0 | 0.75 | 0.845 | 0.702 | 1.3243 |  | 0.8 | AHU-1 | 13.642857142857100 | 0 | 0 | 0 | 0 | 169.1714 | 327.4286 | 338.3429 | 304.5086 | 294.6857 | 169.1714 | 98.2286 | 0 | 0 | 0 | 0 | 0 | 224.027 | 433.6007 | 448.054 | 403.2486 | 390.2406 | 224.027 | 130.0802 | 0 | 1701.5371 | 2253.2782 | 1.4965
5107 | Pump | Htg Pump | P-1 | Heating 1 | 2.0 | [5 empty] | 2.0 | 0.75 | 0.845 | 0.702 | 1.3243 |  | 0.5 | AHU-1 | 13.642857142857100 | 211.4643 | 191 | 158.5982 | 102.3214 | 84.5857 | 40.9286 | 5.2866 | 5.2866 | 5.1161 | 42.2929 | 81.8571 | 148.025 | 280.0338 | 252.9337 | 210.0253 | 135.5002 | 112.0135 | 54.2001 | 7.0008 | 7.0008 | 6.775 | 56.0068 | 108.4002 | 196.0236 | 1076.7625 | 1425.9139 | 0.94704
5108 | Pump | Htg Pump | P-2 | Heating 1 | 2.0 | [5 empty] | 2.0 | 0.75 | 0.845 | 0.702 | 1.3243 |  | 0.5 | AHU-1 | 13.642857142857100 | 211.4643 | 191 | 158.5982 | 102.3214 | 84.5857 | 40.9286 | 5.2866 | 5.2866 | 5.1161 | 42.2929 | 81.8571 | 148.025 | 280.0338 | 252.9337 | 210.0253 | 135.5002 | 112.0135 | 54.2001 | 7.0008 | 7.0008 | 6.775 | 56.0068 | 108.4002 | 196.0236 | 1076.7625 | 1425.9139 | 0.94704
5109 | Pump | Pump | P-1 | Heating 1 | 2.0 | [5 empty] | 2.0 | 0.75 | 0.845 | 0.702 | 1.3243 |  | 0.5 | All Day | 24.0 | 372 | 336 | 279 | 180 | 148.8 | 72 | 9.3 | 9.3 | 9 | 74.4 | 144 | 260.4 | 492.6249 | 444.9515 | 369.4686 | 238.3669 | 197.0499 | 95.3467 | 12.3156 | 12.3156 | 11.9183 | 98.525 | 190.6935 | 344.8374 | 1894.2 | 2508.414 | 5.1908
5110 | Pump | Pump | P-2 | Heating 1 | 2.0 | [5 empty] | 2.0 | 0.75 | 0.845 | 0.702 | 1.3243 |  | 0.5 | All Day | 24.0 | 372 | 336 | 279 | 180 | 148.8 | 72 | 9.3 | 9.3 | 9 | 74.4 | 144 | 260.4 | 492.6249 | 444.9515 | 369.4686 | 238.3669 | 197.0499 | 95.3467 | 12.3156 | 12.3156 | 11.9183 | 98.525 | 190.6935 | 344.8374 | 1894.2 | 2508.414 | 5.1908
5111 | Ventilation | Exhaust Fan | EF-34 | EF w RTSP | 2.0 | [5 empty] | 2.0 | 0.75 | 0.845 | 0.702 | 1.3243 |  | 1 | 24h 7d | 24.0 | 0 | 0 | 0 | 216 | 446.4 | 576 | 744 | 744 | 432 | 0 | 0 | 0 | 0 | 0 | 0 | 286.0402 | 591.1498 | 762.774 | 985.2497 | 985.2497 | 572.0805 | 0 | 0 | 0 | 3158.4 | 4182.5439 | 0.49618
5112 | Ventilation | Supply Fan | MUA 2 | Heating 1 | 2.0 | [5 empty] | 2.0 | 0.75 | 0.845 | 0.702 | 1.3243 |  | 0.25 | All Day | 24.0 | 167.4 | 151.2 | 158.1 | 144 | 74.4 | 36 | 9.3 | 9.3 | 36 | 111.6 | 144 | 167.4 | 221.6812 | 200.2282 | 209.3656 | 190.6935 | 98.525 | 47.6734 | 12.3156 | 12.3156 | 47.6734 | 147.7875 | 190.6935 | 221.6812 | 1208.7 | 1600.6335 | 1.4428
5113 | Ventilation | Supply Fan | MUA 1 | Heating 1 | 2.0 | [5 empty] | 2.0 | 0.75 | 0.845 | 0.702 | 1.3243 |  | 0.25 | All Day | 24.0 | 167.4 | 151.2 | 158.1 | 144 | 74.4 | 36 | 9.3 | 9.3 | 36 | 111.6 | 144 | 167.4 | 221.6812 | 200.2282 | 209.3656 | 190.6935 | 98.525 | 47.6734 | 12.3156 | 12.3156 | 47.6734 | 147.7875 | 190.6935 | 221.6812 | 1208.7 | 1600.6335 | 1.4428
5114 | Ventilation | Return Fan | AH-15 | Uniform | 2.0 | [5 empty] | 2.0 | 0.75 | 0.845 | 0.702 | 1.3243 |  | 1 | HA-AH-6, 14,15 | 24.0 | 744 | 672 | 744 | 720 | 744 | 720 | 744 | 744 | 720 | 744 | 720 | 669.6 | 985.2497 | 889.903 | 985.2497 | 953.4675 | 985.2497 | 953.4675 | 985.2497 | 985.2497 | 953.4675 | 985.2497 | 953.4675 | 886.7247 | 8685.6 | 11501.9957 | 0.55143
5115 | Ventilation | Exhaust Fan | EF-27 | Uniform | 2.0 | [5 empty] | 2.0 | 0.75 | 0.845 | 0.702 | 1.3243 | 0.6 | 1 | All Day | 24.0 | 744 | 672 | 744 | 720 | 744 | 720 | 744 | 669.6 | 720 | 744 | 720 | 744 | 354.6899 | 320.3651 | 354.6899 | 343.2483 | 354.6899 | 343.2483 | 354.6899 | 319.2209 | 343.2483 | 354.6899 | 343.2483 | 354.6899 | 8685.6 | 4140.7185 | 0.096893
5116 | Ventilation | AHU-M01 SF | SAX-M01 | Uniform | 3.0 |  |  |  |  | 5.3 | 3.0 | 0.75 | 0.86 | 0.71525 | 1.9517 |  | 0.2 | All Day
5117 | Ventilation | AHU-M01 EF | EAX-M01 | Uniform | 3.0 |  |  |  |  | 3.8 | 3.0 | 0.75 | 0.86 | 0.71525 | 1.9517 |  | 0.2 | All Day
5118 | Pump | Pump | P-101 | AC System | 3.0 | [5 empty] | 3.0 | 0.75 | 0.86 | 0.71525 | 1.9517 |  | 0 | All Day | 24.0 | 0 | 0 | 0 | 0 | 0 | 0 | 0 | 0 | 0 | 0 | 0 | 0 | 0 | 0 | 0 | 0 | 0 | 0 | 0 | 0 | 0 | 0 | 0 | 0 | 0 | 0 | 0
5119 | Pump | Pump | P-102 | AC System | 3.0 | [5 empty] | 3.0 | 0.75 | 0.86 | 0.71525 | 1.9517 |  | 0 | All Day | 24.0 | 0 | 0 | 0 | 0 | 0 | 0 | 0 | 0 | 0 | 0 | 0 | 0 | 0 | 0 | 0 | 0 | 0 | 0 | 0 | 0 | 0 | 0 | 0 | 0 | 0 | 0 | 0
5120 | Ice Plant | Cooling Tower Pump 2 |  | Ice Plant Uniform | 3.0 | [5 empty] | 3.0 | 0.75 | 0.86 | 0.71525 | 1.9517 |  | 0 | All Day | 24.0 | 0 | 0 | 0 | 0 | 0 | 0 | 0 | 0 | 0 | 0 | 0 | 0 | 0 | 0 | 0 | 0 | 0 | 0 | 0 | 0 | 0 | 0 | 0 | 0 | 0 | 0 | 0
5121 | Ventilation | Exhaust Fan |  |  | 3.0 | [5 empty] | 3.0 | 0.75 | 0.86 | 0.71525 | 1.9517 | [28 empty] | 0 | 0 | 0
5122 | Pump | Boiler Pump | P-B01 | Heating 1 | 3.0 | [5 empty] | 3.0 | 0.75 | 0.86 | 0.71525 | 1.9517 |  | 0 | All Day | 24.0 | 0 | 0 | 0 | 0 | 0 | 0 | 0 | 0 | 0 | 0 | 0 | 0 | 0 | 0 | 0 | 0 | 0 | 0 | 0 | 0 | 0 | 0 | 0 | 0 | 0 | 0 | 0
5123 | Pump | Boiler Pump | P-B03 | Heating 1 | 3.0 | [5 empty] | 3.0 | 0.75 | 0.86 | 0.71525 | 1.9517 |  | 0 | All Day | 24.0 | 0 | 0 | 0 | 0 | 0 | 0 | 0 | 0 | 0 | 0 | 0 | 0 | 0 | 0 | 0 | 0 | 0 | 0 | 0 | 0 | 0 | 0 | 0 | 0 | 0 | 0 | 0
5124 | Ventilation | Exhaust Fan | EF-3 | Uniform | 3.0 | [5 empty] | 3.0 | 0.75 | 0.86 | 0.71525 | 1.9517 |  | 0 | 24/7 | 24.0 | 0 | 0 | 0 | 0 | 0 | 0 | 0 | 0 | 0 | 0 | 0 | 0 | 0 | 0 | 0 | 0 | 0 | 0 | 0 | 0 | 0 | 0 | 0 | 0 | 0 | 0 | 0
5125 | Pump | Primary Glycol Pump | PG-302 | Uniform | 3.0 | [5 empty] | 3.0 | 0.75 | 0.86 | 0.71525 | 1.9517 |  | 0 | All Day | 24.0 | 0 | 0 | 0 | 0 | 0 | 0 | 0 | 0 | 0 | 0 | 0 | 0 | 0 | 0 | 0 | 0 | 0 | 0 | 0 | 0 | 0 | 0 | 0 | 0 | 0 | 0 | 0
5126 | Pump | Primary Glycol Pump | PG-303 | Uniform | 3.0 | [5 empty] | 3.0 | 0.75 | 0.86 | 0.71525 | 1.9517 |  | 0 | All Day | 24.0 | 0 | 0 | 0 | 0 | 0 | 0 | 0 | 0 | 0 | 0 | 0 | 0 | 0 | 0 | 0 | 0 | 0 | 0 | 0 | 0 | 0 | 0 | 0 | 0 | 0 | 0 | 0
5127 | Pump | Primary Glycol Pump | PG-304 | Uniform | 3.0 | [5 empty] | 3.0 | 0.75 | 0.86 | 0.71525 | 1.9517 |  | 0 | All Day | 24.0 | 0 | 0 | 0 | 0 | 0 | 0 | 0 | 0 | 0 | 0 | 0 | 0 | 0 | 0 | 0 | 0 | 0 | 0 | 0 | 0 | 0 | 0 | 0 | 0 | 0 | 0 | 0
5128 | Pump | Secondary Glycol Pump | PG-305A | Uniform | 3.0 | [5 empty] | 3.0 | 0.75 | 0.86 | 0.71525 | 1.9517 |  | 0 | All Day | 24.0 | 0 | 0 | 0 | 0 | 0 | 0 | 0 | 0 | 0 | 0 | 0 | 0 | 0 | 0 | 0 | 0 | 0 | 0 | 0 | 0 | 0 | 0 | 0 | 0 | 0 | 0 | 0
5129 | Pump | Primary Glycol Pump | PG-305B | Uniform | 3.0 | [5 empty] | 3.0 | 0.75 | 0.86 | 0.71525 | 1.9517 |  | 0 | All Day | 24.0 | 0 | 0 | 0 | 0 | 0 | 0 | 0 | 0 | 0 | 0 | 0 | 0 | 0 | 0 | 0 | 0 | 0 | 0 | 0 | 0 | 0 | 0 | 0 | 0 | 0 | 0 | 0
5130 | AC system | Compressor Fan | ACC-108 | Cooling 1 | 3.0 | [5 empty] | 3.0 | 0.75 | 0.86 | 0.71525 | 1.9517 |  | 0 | All Day | 24.0 | 0 | 0 | 0 | 0 | 0 | 0 | 0 | 0 | 0 | 0 | 0 | 0 | 0 | 0 | 0 | 0 | 0 | 0 | 0 | 0 | 0 | 0 | 0 | 0 | 0 | 0 | 0
5131 | Ventilation | Return Air | RTU-3 |  | 3.0 | [5 empty] | 3.0 | 0.75 | 0.86 | 0.71525 | 1.9517 | [28 empty] | 0 | 0 | 0
5132 | Pump | Pump | p-5 | Cooling 1 | 3.0 | [5 empty] | 3.0 | 0.75 | 0.86 | 0.71525 | 1.9517 |  | 0.5 | All Day | 24.0 | 1 | 0 | 18 | 53 | 175.5 | 316.5 | 350.5 | 364 | 245 | 78.5 | 3.5 | 0 | 1.9517 | 0 | 35.1314 | 103.4424 | 342.5311 | 617.727 | 684.0863 | 710.4349 | 478.1773 | 153.2119 | 6.8311 | 0 | 1605.5 | 3133.5253 | 0.53555
5133 | Pump | Pump | P-5A | Cooling 1 | 3.0 | [5 empty] | 3.0 | 0.75 | 0.86 | 0.71525 | 1.9517 |  | 0.5 | All Day | 24.0 | 1 | 0 | 18 | 53 | 175.5 | 316.5 | 350.5 | 364 | 245 | 78.5 | 3.5 | 0 | 1.9517 | 0 | 35.1314 | 103.4424 | 342.5311 | 617.727 | 684.0863 | 710.4349 | 478.1773 | 153.2119 | 6.8311 | 0 | 1605.5 | 3133.5253 | 0.53555
5134 | AC system | Cond Fans | CH-3 | Uniform | 3.0 | [5 empty] | 3.0 | 0.75 | 0.86 | 0.71525 | 1.9517 |  | 0.5 | All Day | 24.0 | 372 | 336 | 372 | 360 | 372 | 360 | 372 | 372 | 360 | 372 | 360 | 372 | 726.0488 | 655.786 | 726.0488 | 702.6279 | 726.0488 | 702.6279 | 726.0488 | 726.0488 | 702.6279 | 726.0488 | 702.6279 | 726.0488 | 4380 | 8548.6395 | 0.05947
5135 | Ventilation | Exhaust Fan | EF-203 | Uniform | 3.0 | [5 empty] | 3.0 | 0.75 | 0.86 | 0.71525 | 1.9517 |  | 1 | DNT | 12.0 | 372 | 336 | 372 | 360 | 372 | 360 | 372 | 372 | 360 | 372 | 360 | 372 | 726.0488 | 655.786 | 726.0488 | 702.6279 | 726.0488 | 702.6279 | 726.0488 | 726.0488 | 702.6279 | 726.0488 | 702.6279 | 726.0488 | 4380 | 8548.6395 | 0.153
5136 | Ventilation | Exhaust Fan | EF-204 | Uniform | 3.0 | [5 empty] | 3.0 | 0.75 | 0.86 | 0.71525 | 1.9517 |  | 1 | DNT | 12.0 | 372 | 336 | 372 | 360 | 372 | 360 | 372 | 372 | 360 | 372 | 360 | 372 | 726.0488 | 655.786 | 726.0488 | 702.6279 | 726.0488 | 702.6279 | 726.0488 | 726.0488 | 702.6279 | 726.0488 | 702.6279 | 726.0488 | 4380 | 8548.6395 | 0.153
5137 | Ventilation | Exhaust Fan | EF-205 | Uniform | 3.0 | [5 empty] | 3.0 | 0.75 | 0.86 | 0.71525 | 1.9517 |  | 1 | DNT | 12.0 | 372 | 336 | 372 | 360 | 372 | 360 | 372 | 372 | 360 | 372 | 360 | 372 | 726.0488 | 655.786 | 726.0488 | 702.6279 | 726.0488 | 702.6279 | 726.0488 | 726.0488 | 702.6279 | 726.0488 | 702.6279 | 726.0488 | 4380 | 8548.6395 | 0.153
5138 | Ventilation | Exhaust Fan | EF-206 | Uniform | 3.0 | [5 empty] | 3.0 | 0.75 | 0.86 | 0.71525 | 1.9517 |  | 1 | DNT | 12.0 | 372 | 336 | 372 | 360 | 372 | 360 | 372 | 372 | 360 | 372 | 360 | 372 | 726.0488 | 655.786 | 726.0488 | 702.6279 | 726.0488 | 702.6279 | 726.0488 | 726.0488 | 702.6279 | 726.0488 | 702.6279 | 726.0488 | 4380 | 8548.6395 | 0.153
5139 | Ventilation | Exhaust Fan | EF-208 | Uniform | 3.0 | [5 empty] | 3.0 | 0.75 | 0.86 | 0.71525 | 1.9517 |  | 1 | DNT | 12.0 | 372 | 336 | 372 | 360 | 372 | 360 | 372 | 372 | 360 | 372 | 360 | 372 | 726.0488 | 655.786 | 726.0488 | 702.6279 | 726.0488 | 702.6279 | 726.0488 | 726.0488 | 702.6279 | 726.0488 | 702.6279 | 726.0488 | 4380 | 8548.6395 | 0.153
5140 | Pump | DHW Pump | PDHWR-1 | Uniform | 3.0 | [5 empty] | 3.0 | 0.75 | 0.86 | 0.71525 | 1.9517 |  | 0.5 | All Day | 24.0 | 372 | 336 | 372 | 360 | 372 | 360 | 372 | 372 | 360 | 372 | 360 | 372 | 726.0488 | 655.786 | 726.0488 | 702.6279 | 726.0488 | 702.6279 | 726.0488 | 726.0488 | 702.6279 | 726.0488 | 702.6279 | 726.0488 | 4380 | 8548.6395 | 0.17108
5141 | Pump | DHW Pump | PDHWR-2 | Uniform | 3.0 | [5 empty] | 3.0 | 0.75 | 0.86 | 0.71525 | 1.9517 |  | 0.5 | All Day | 24.0 | 372 | 336 | 372 | 360 | 372 | 360 | 372 | 372 | 360 | 372 | 360 | 372 | 726.0488 | 655.786 | 726.0488 | 702.6279 | 726.0488 | 702.6279 | 726.0488 | 726.0488 | 702.6279 | 726.0488 | 702.6279 | 726.0488 | 4380 | 8548.6395 | 0.17108
5142 | Ventilation | Exhaust Fan | EF-2 | Uniform | 3.0 | [5 empty] | 3.0 | 0.75 | 0.86 | 0.71525 | 1.9517 |  | 0.5 | All Day | 24.0 | 372 | 336 | 372 | 360 | 372 | 360 | 372 | 372 | 360 | 372 | 360 | 372 | 726.0488 | 655.786 | 726.0488 | 702.6279 | 726.0488 | 702.6279 | 726.0488 | 726.0488 | 702.6279 | 726.0488 | 702.6279 | 726.0488 | 4380 | 8548.6395 | 10.6148
5143 | Miscellaneous electricity | Pneumatic Compressor |  | Uniform | 3.0 | [5 empty] | 3.0 | 0.75 | 0.86 | 0.71525 | 1.9517 |  | 0.5 | All Day | 24.0 | 372 | 336 | 372 | 360 | 372 | 360 | 372 | 372 | 360 | 372 | 360 | 372 | 726.0488 | 655.786 | 726.0488 | 702.6279 | 726.0488 | 702.6279 | 726.0488 | 726.0488 | 702.6279 | 726.0488 | 702.6279 | 726.0488 | 4380 | 8548.6395 | 0.75253
5144 | Miscellaneous electricity | Pneumatic Compressor |  | Uniform | 3.0 | [5 empty] | 3.0 | 0.75 | 0.86 | 0.71525 | 1.9517 |  | 0.5 | All Day | 24.0 | 372 | 336 | 372 | 360 | 372 | 360 | 372 | 372 | 360 | 372 | 360 | 372 | 726.0488 | 655.786 | 726.0488 | 702.6279 | 726.0488 | 702.6279 | 726.0488 | 726.0488 | 702.6279 | 726.0488 | 702.6279 | 726.0488 | 4380 | 8548.6395 | 0.75253
5145 | Ventilation | Exhaust Fan | EF-203 | Uniform | 3.0 | [5 empty] | 3.0 | 0.75 | 0.86 | 0.71525 | 1.9517 |  | 1 | DNT | 12.0 | 372 | 336 | 372 | 360 | 372 | 360 | 372 | 372 | 360 | 372 | 360 | 372 | 726.0488 | 655.786 | 726.0488 | 702.6279 | 726.0488 | 702.6279 | 726.0488 | 726.0488 | 702.6279 | 726.0488 | 702.6279 | 726.0488 | 4380 | 8548.6395 | 0.153
5146 | Ventilation | Exhaust Fan | EF-204 | Uniform | 3.0 | [5 empty] | 3.0 | 0.75 | 0.86 | 0.71525 | 1.9517 |  | 1 | DNT | 12.0 | 372 | 336 | 372 | 360 | 372 | 360 | 372 | 372 | 360 | 372 | 360 | 372 | 726.0488 | 655.786 | 726.0488 | 702.6279 | 726.0488 | 702.6279 | 726.0488 | 726.0488 | 702.6279 | 726.0488 | 702.6279 | 726.0488 | 4380 | 8548.6395 | 0.153
5147 | Ventilation | Exhaust Fan | EF-205 | Uniform | 3.0 | [5 empty] | 3.0 | 0.75 | 0.86 | 0.71525 | 1.9517 |  | 1 | DNT | 12.0 | 372 | 336 | 372 | 360 | 372 | 360 | 372 | 372 | 360 | 372 | 360 | 372 | 726.0488 | 655.786 | 726.0488 | 702.6279 | 726.0488 | 702.6279 | 726.0488 | 726.0488 | 702.6279 | 726.0488 | 702.6279 | 726.0488 | 4380 | 8548.6395 | 0.153
5148 | Ventilation | Exhaust Fan | EF-206 | Uniform | 3.0 | [5 empty] | 3.0 | 0.75 | 0.86 | 0.71525 | 1.9517 |  | 1 | DNT | 12.0 | 372 | 336 | 372 | 360 | 372 | 360 | 372 | 372 | 360 | 372 | 360 | 372 | 726.0488 | 655.786 | 726.0488 | 702.6279 | 726.0488 | 702.6279 | 726.0488 | 726.0488 | 702.6279 | 726.0488 | 702.6279 | 726.0488 | 4380 | 8548.6395 | 0.153
5149 | Ventilation | Exhaust Fan | EF-208 | Uniform | 3.0 | [5 empty] | 3.0 | 0.75 | 0.86 | 0.71525 | 1.9517 |  | 1 | DNT | 12.0 | 372 | 336 | 372 | 360 | 372 | 360 | 372 | 372 | 360 | 372 | 360 | 372 | 726.0488 | 655.786 | 726.0488 | 702.6279 | 726.0488 | 702.6279 | 726.0488 | 726.0488 | 702.6279 | 726.0488 | 702.6279 | 726.0488 | 4380 | 8548.6395 | 0.153
5150 | Ventilation | Supply Fan | AHU-4 | Uniform | 3.0 | [5 empty] | 3.0 | 0.75 | 0.86 | 0.71525 | 1.9517 |  | 1 | All Day | 24.0 | 744 | 672 | 744 | 720 | 744 | 720 | 744 | 744 | 720 | 744 | 720 | 744 | 1452.0977 | 1311.5721 | 1452.0977 | 1405.2558 | 1452.0977 | 1405.2558 | 1452.0977 | 1452.0977 | 1405.2558 | 1452.0977 | 1405.2558 | 1452.0977 | 8760 | 17097.2791 | 1.5848
5151 | Ventilation | Supply Fan | RTU | Uniform | 3.0 | [5 empty] | 3.0 | 0.75 | 0.86 | 0.71525 | 1.9517 |  | 1 | All Day | 24.0 | 744 | 672 | 744 | 720 | 744 | 720 | 744 | 744 | 720 | 744 | 720 | 744 | 1452.0977 | 1311.5721 | 1452.0977 | 1405.2558 | 1452.0977 | 1405.2558 | 1452.0977 | 1452.0977 | 1405.2558 | 1452.0977 | 1405.2558 | 1452.0977 | 8760 | 17097.2791 | 1.5848
5152 | Ventilation | Exhaust Fan | FC-1 | Uniform | 3.0 | [5 empty] | 3.0 | 0.75 | 0.86 | 0.71525 | 1.9517 |  | 1 | All Day | 24.0 | 744 | 672 | 744 | 720 | 744 | 720 | 744 | 744 | 720 | 744 | 720 | 744 | 1452.0977 | 1311.5721 | 1452.0977 | 1405.2558 | 1452.0977 | 1405.2558 | 1452.0977 | 1452.0977 | 1405.2558 | 1452.0977 | 1405.2558 | 1452.0977 | 8760 | 17097.2791 | 2.0454
5153 | Ventilation | Exhaust Fan | FC-2 | Uniform | 3.0 | [5 empty] | 3.0 | 0.75 | 0.86 | 0.71525 | 1.9517 |  | 1 | All Day | 24.0 | 744 | 672 | 744 | 720 | 744 | 720 | 744 | 744 | 720 | 744 | 720 | 744 | 1452.0977 | 1311.5721 | 1452.0977 | 1405.2558 | 1452.0977 | 1405.2558 | 1452.0977 | 1452.0977 | 1405.2558 | 1452.0977 | 1405.2558 | 1452.0977 | 8760 | 17097.2791 | 2.0454
5154 | Ventilation | Return/Exhaust Fan (RF-4) | AHU-4 | Uniform | 3.0 | [5 empty] | 3.0 | 0.75 | 0.86 | 0.71525 | 1.9517 | 0.8 | 1 | All Day | 24.0 | 744 | 672 | 744 | 720 | 744 | 720 | 744 | 744 | 720 | 744 | 720 | 744 | 929.3425 | 839.4061 | 929.3425 | 899.3637 | 929.3425 | 899.3637 | 929.3425 | 929.3425 | 899.3637 | 929.3425 | 899.3637 | 929.3425 | 8760 | 10942.2586 | 0.78896
5155 | Ventilation | Exhaust Fan | EF-47 | Uniform | 3.0 | [5 empty] | 3.0 | 0.75 | 0.86 | 0.71525 | 1.9517 |  | 1 |  | 24.0 | 744 | 672 | 744 | 720 | 744 | 720 | 744 | 744 | 720 | 744 | 720 | 744 | 1452.0977 | 1311.5721 | 1452.0977 | 1405.2558 | 1452.0977 | 1405.2558 | 1452.0977 | 1452.0977 | 1405.2558 | 1452.0977 | 1405.2558 | 1452.0977 | 8760 | 17097.2791 | 1.1928
5156 | Ventilation | Exhaust Fan | EF-49 | Uniform | 3.0 | [5 empty] | 3.0 | 0.75 | 0.86 | 0.71525 | 1.9517 |  | 1 |  | 24.0 | 744 | 672 | 744 | 720 | 744 | 720 | 744 | 744 | 720 | 744 | 720 | 744 | 1452.0977 | 1311.5721 | 1452.0977 | 1405.2558 | 1452.0977 | 1405.2558 | 1452.0977 | 1452.0977 | 1405.2558 | 1452.0977 | 1405.2558 | 1452.0977 | 8760 | 17097.2791 | 1.1928
5157 | Ventilation | Exhaust Fan | EF-59 | Uniform | 3.0 | [5 empty] | 3.0 | 0.75 | 0.86 | 0.71525 | 1.9517 |  | 1 |  | 24.0 | 744 | 672 | 744 | 720 | 744 | 720 | 744 | 744 | 720 | 744 | 720 | 744 | 1452.0977 | 1311.5721 | 1452.0977 | 1405.2558 | 1452.0977 | 1405.2558 | 1452.0977 | 1452.0977 | 1405.2558 | 1452.0977 | 1405.2558 | 1452.0977 | 8760 | 17097.2791 | 1.1928
5158 | Ventilation | Exhaust Fan | EF-67 | EF | 3.0 | [5 empty] | 3.0 | 0.75 | 0.86 | 0.71525 | 1.9517 |  | 1 |  | 24.0 | 744 | 672 | 744 | 720 | 744 | 720 | 744 | 744 | 720 | 744 | 720 | 744 | 1452.0977 | 1311.5721 | 1452.0977 | 1405.2558 | 1452.0977 | 1405.2558 | 1452.0977 | 1452.0977 | 1405.2558 | 1452.0977 | 1405.2558 | 1452.0977 | 8760 | 17097.2791 | 1.1928
5159 | Ventilation | Exhaust Fan | EF-73 | EF | 3.0 | [5 empty] | 3.0 | 0.75 | 0.86 | 0.71525 | 1.9517 |  | 1 |  | 24.0 | 744 | 672 | 744 | 720 | 744 | 720 | 744 | 744 | 720 | 744 | 720 | 744 | 1452.0977 | 1311.5721 | 1452.0977 | 1405.2558 | 1452.0977 | 1405.2558 | 1452.0977 | 1452.0977 | 1405.2558 | 1452.0977 | 1405.2558 | 1452.0977 | 8760 | 17097.2791 | 1.1928
5160 | Ventilation | Supply Fan | AHU-1 | Uniform | 3.0 | [5 empty] | 3.0 | 0.75 | 0.86 | 0.71525 | 1.9517 |  | 1 | All Day | 24.0 | 744 | 672 | 744 | 720 | 744 | 720 | 744 | 744 | 720 | 744 | 720 | 744 | 1452.0977 | 1311.5721 | 1452.0977 | 1405.2558 | 1452.0977 | 1405.2558 | 1452.0977 | 1452.0977 | 1405.2558 | 1452.0977 | 1405.2558 | 1452.0977 | 8760 | 17097.2791 | 0.11894
5161 | Pump | Circ pumps | P-1-2-3 | Uniform | 3.0 | [5 empty] | 3.0 | 0.75 | 0.86 | 0.71525 | 1.9517 |  | 1 | All Day | 24.0 | 744 | 672 | 744 | 720 | 744 | 720 | 744 | 744 | 720 | 744 | 720 | 744 | 1452.0977 | 1311.5721 | 1452.0977 | 1405.2558 | 1452.0977 | 1405.2558 | 1452.0977 | 1452.0977 | 1405.2558 | 1452.0977 | 1405.2558 | 1452.0977 | 8760 | 17097.2791 | 0.11894
5162 | Pump | Circ pumps | P-4 | Uniform | 3.0 | [5 empty] | 3.0 | 0.75 | 0.86 | 0.71525 | 1.9517 |  | 1 | All Day | 24.0 | 744 | 672 | 744 | 720 | 744 | 720 | 744 | 744 | 720 | 744 | 720 | 744 | 1452.0977 | 1311.5721 | 1452.0977 | 1405.2558 | 1452.0977 | 1405.2558 | 1452.0977 | 1452.0977 | 1405.2558 | 1452.0977 | 1405.2558 | 1452.0977 | 8760 | 17097.2791 | 0.11894
5163 | Ventilation | Misc equip | EFs & UHs | Uniform | 3.0 | [5 empty] | 3.0 | 0.75 | 0.86 | 0.71525 | 1.9517 |  | 1 | All Day | 24.0 | 744 | 672 | 744 | 720 | 744 | 720 | 744 | 744 | 720 | 744 | 720 | 744 | 1452.0977 | 1311.5721 | 1452.0977 | 1405.2558 | 1452.0977 | 1405.2558 | 1452.0977 | 1452.0977 | 1405.2558 | 1452.0977 | 1405.2558 | 1452.0977 | 8760 | 17097.2791 | 0.11894
5164 | Ventilation | HV Unit (return) | HV-1,2 | Uniform |  | 2.238 |  |  |  |  | 3.0 | 0.75 | 0.86 | 0.71525 | 1.9517 |  | 1 | All Day | 24.0 | 744 | 672 | 744 | 720 | 744 | 720 | 744 | 744 | 720 | 744 | 720 | 744 | 1452.0977 | 1311.5721 | 1452.0977 | 1405.2558 | 1452.0977 | 1405.2558 | 1452.0977 | 1452.0977 | 1405.2558 | 1452.0977 | 1405.2558 | 1452.0977 | 8760 | 17097.2791 | 0.11894
5165 | Ventilation | Supply Fan | AH-3 | Uniform | 3.0 | [5 empty] | 3.0 | 0.75 | 0.86 | 0.71525 | 1.9517 |  | 1 | All Day | 24.0 | 744 | 672 | 744 | 720 | 744 | 720 | 744 | 744 | 720 | 744 | 720 | 744 | 1452.0977 | 1311.5721 | 1452.0977 | 1405.2558 | 1452.0977 | 1405.2558 | 1452.0977 | 1452.0977 | 1405.2558 | 1452.0977 | 1405.2558 | 1452.0977 | 8760 | 17097.2791 | 0.11894
5166 | Ventilation | RTU (return, no heat/cool) | AHU-1 | Uniform | 3.0 | [5 empty] | 3.0 | 0.75 | 0.86 | 0.71525 | 1.9517 |  | 1 | All Day | 24.0 | 744 | 672 | 744 | 720 | 744 | 720 | 744 | 744 | 720 | 744 | 720 | 744 | 1452.0977 | 1311.5721 | 1452.0977 | 1405.2558 | 1452.0977 | 1405.2558 | 1452.0977 | 1452.0977 | 1405.2558 | 1452.0977 | 1405.2558 | 1452.0977 | 8760 | 17097.2791 | 0.11894
5167 | Ventilation | Exhaust fan | EF-1 | Uniform | 3.0 | [5 empty] | 3.0 | 0.75 | 0.86 | 0.71525 | 1.9517 |  | 1 | All Day | 24.0 | 744 | 672 | 744 | 720 | 744 | 720 | 744 | 744 | 720 | 744 | 720 | 744 | 1452.0977 | 1311.5721 | 1452.0977 | 1405.2558 | 1452.0977 | 1405.2558 | 1452.0977 | 1452.0977 | 1405.2558 | 1452.0977 | 1405.2558 | 1452.0977 | 8760 | 17097.2791 | 0.11894
5168 | Ventilation | Exhaust Fan | EF-1 | Uniform | 3.0 | [5 empty] | 3.0 | 0.75 | 0.86 | 0.71525 | 1.9517 |  | 1 | All Day | 24.0 | 744 | 672 | 744 | 720 | 744 | 720 | 744 | 744 | 720 | 744 | 720 | 744 | 1452.0977 | 1311.5721 | 1452.0977 | 1405.2558 | 1452.0977 | 1405.2558 | 1452.0977 | 1452.0977 | 1405.2558 | 1452.0977 | 1405.2558 | 1452.0977 | 8760 | 17097.2791 | 0.11894
5169 | Ventilation | Return Fan | RTU-1 | Uniform | 3.0 | [5 empty] | 3.0 | 0.75 | 0.86 | 0.71525 | 1.9517 |  | 1 | All Day | 24.0 | 744 | 672 | 744 | 720 | 744 | 720 | 744 | 744 | 720 | 744 | 720 | 744 | 1452.0977 | 1311.5721 | 1452.0977 | 1405.2558 | 1452.0977 | 1405.2558 | 1452.0977 | 1452.0977 | 1405.2558 | 1452.0977 | 1405.2558 | 1452.0977 | 8760 | 17097.2791 | 0.11894
5170 | Ventilation | Supply Fan | AHU-7 | Uniform | 3.0 | [5 empty] | 3.0 | 0.75 | 0.86 | 0.71525 | 1.9517 | 0.73 | 1 | All Day | 24.0 | 744 | 672 | 744 | 720 | 744 | 720 | 744 | 744 | 720 | 744 | 720 | 744 | 773.8229 | 698.9368 | 773.8229 | 748.8608 | 773.8229 | 748.8608 | 773.8229 | 773.8229 | 748.8608 | 773.8229 | 748.8608 | 773.8229 | 8760 | 9111.14 | 0.46793
5171 | Ventilation | Fumehood EF | FHE-10 | Uniform | 3.0 | [5 empty] | 3.0 | 0.75 | 0.86 | 0.71525 | 1.9517 |  | 1 | All Day | 24.0 | 744 | 672 | 744 | 720 | 744 | 720 | 744 | 744 | 720 | 744 | 720 | 744 | 1452.0977 | 1311.5721 | 1452.0977 | 1405.2558 | 1452.0977 | 1405.2558 | 1452.0977 | 1452.0977 | 1405.2558 | 1452.0977 | 1405.2558 | 1452.0977 | 8760 | 17097.2791 | 0.87809
5172 | Ventilation | Fumehood EF | FHE-17 | Uniform | 3.0 | [5 empty] | 3.0 | 0.75 | 0.86 | 0.71525 | 1.9517 |  | 1 | All Day | 24.0 | 744 | 672 | 744 | 720 | 744 | 720 | 744 | 744 | 720 | 744 | 720 | 744 | 1452.0977 | 1311.5721 | 1452.0977 | 1405.2558 | 1452.0977 | 1405.2558 | 1452.0977 | 1452.0977 | 1405.2558 | 1452.0977 | 1405.2558 | 1452.0977 | 8760 | 17097.2791 | 0.87809
5173 | Ventilation | Exhaust Fan | EF-9 | Uniform | 3.0 | [5 empty] | 3.0 | 0.75 | 0.86 | 0.71525 | 1.9517 |  | 1 | All Day | 24.0 | 744 | 672 | 744 | 720 | 744 | 720 | 744 | 744 | 720 | 744 | 720 | 744 | 1452.0977 | 1311.5721 | 1452.0977 | 1405.2558 | 1452.0977 | 1405.2558 | 1452.0977 | 1452.0977 | 1405.2558 | 1452.0977 | 1405.2558 | 1452.0977 | 8760 | 17097.2791 | 3.3893
5174 | Ventilation | Exhaust Fan | EF-8 | Uniform | 3.0 | [5 empty] | 3.0 | 0.75 | 0.86 | 0.71525 | 1.9517 |  | 1 | All Day | 24.0 | 744 | 672 | 744 | 720 | 744 | 720 | 744 | 744 | 720 | 744 | 720 | 744 | 1452.0977 | 1311.5721 | 1452.0977 | 1405.2558 | 1452.0977 | 1405.2558 | 1452.0977 | 1452.0977 | 1405.2558 | 1452.0977 | 1405.2558 | 1452.0977 | 8760 | 17097.2791 | 3.3893
5175 | Pump | Tower West DCW | TW DCW P2 | Uniform | 3.0 | [5 empty] | 3.0 | 0.75 | 0.86 | 0.71525 | 1.9517 |  | 1 | All Day | 24.0 | 744 | 672 | 744 | 720 | 744 | 720 | 744 | 744 | 720 | 744 | 720 | 744 | 1452.0977 | 1311.5721 | 1452.0977 | 1405.2558 | 1452.0977 | 1405.2558 | 1452.0977 | 1452.0977 | 1405.2558 | 1452.0977 | 1405.2558 | 1452.0977 | 8760 | 17097.2791 | 6.5077
5176 | Pump | Tower East DCW | TE DCW P2 | Uniform | 3.0 | [5 empty] | 3.0 | 0.75 | 0.86 | 0.71525 | 1.9517 |  | 1 | All Day | 24.0 | 744 | 672 | 744 | 720 | 744 | 720 | 744 | 744 | 720 | 744 | 720 | 744 | 1452.0977 | 1311.5721 | 1452.0977 | 1405.2558 | 1452.0977 | 1405.2558 | 1452.0977 | 1452.0977 | 1405.2558 | 1452.0977 | 1405.2558 | 1452.0977 | 8760 | 17097.2791 | 6.5077
5177 | Ventilation | Penthouse MUA |  | Uniform | 3.0 | [5 empty] | 3.0 | 0.75 | 0.86 | 0.71525 | 1.9517 |  | 1 | All Day | 24.0 | 744 | 672 | 744 | 720 | 744 | 720 | 744 | 744 | 720 | 744 | 720 | 744 | 1452.0977 | 1311.5721 | 1452.0977 | 1405.2558 | 1452.0977 | 1405.2558 | 1452.0977 | 1452.0977 | 1405.2558 | 1452.0977 | 1405.2558 | 1452.0977 | 8760 | 17097.2791 | 7.0837
5178 | Ventilation | Supply Fan | MUA-2 | Uniform | 3.0 | [5 empty] | 3.0 | 0.75 | 0.86 | 0.71525 | 1.9517 |  | 1 | 24/7 | 24.0 | 744 | 672 | 744 | 720 | 744 | 720 | 744 | 744 | 720 | 744 | 720 | 744 | 1452.0977 | 1311.5721 | 1452.0977 | 1405.2558 | 1452.0977 | 1405.2558 | 1452.0977 | 1452.0977 | 1405.2558 | 1452.0977 | 1405.2558 | 1452.0977 | 8760 | 17097.2791 | 1.7119
5179 | Ventilation | Exhaust Fan | EF-24 | Uniform | 3.0 | [5 empty] | 3.0 | 0.75 | 0.86 | 0.71525 | 1.9517 |  | 1 | 24/7 | 24.0 | 744 | 672 | 744 | 720 | 744 | 720 | 744 | 744 | 720 | 744 | 720 | 744 | 1452.0977 | 1311.5721 | 1452.0977 | 1405.2558 | 1452.0977 | 1405.2558 | 1452.0977 | 1452.0977 | 1405.2558 | 1452.0977 | 1405.2558 | 1452.0977 | 8760 | 17097.2791 | 1.7119
5180 | Ventilation | Exhaust Fan | EF-47 | Uniform | 3.0 | [5 empty] | 3.0 | 0.75 | 0.86 | 0.71525 | 1.9517 |  | 1 |  | 24.0 | 744 | 672 | 744 | 720 | 744 | 720 | 744 | 744 | 720 | 744 | 720 | 744 | 1452.0977 | 1311.5721 | 1452.0977 | 1405.2558 | 1452.0977 | 1405.2558 | 1452.0977 | 1452.0977 | 1405.2558 | 1452.0977 | 1405.2558 | 1452.0977 | 8760 | 17097.2791 | 1.2034
5181 | Ventilation | Exhaust Fan | EF-49 | Uniform | 3.0 | [5 empty] | 3.0 | 0.75 | 0.86 | 0.71525 | 1.9517 |  | 1 |  | 24.0 | 744 | 672 | 744 | 720 | 744 | 720 | 744 | 744 | 720 | 744 | 720 | 744 | 1452.0977 | 1311.5721 | 1452.0977 | 1405.2558 | 1452.0977 | 1405.2558 | 1452.0977 | 1452.0977 | 1405.2558 | 1452.0977 | 1405.2558 | 1452.0977 | 8760 | 17097.2791 | 1.2034
5182 | Ventilation | Exhaust Fan | EF-59 | Uniform | 3.0 | [5 empty] | 3.0 | 0.75 | 0.86 | 0.71525 | 1.9517 |  | 1 |  | 24.0 | 744 | 672 | 744 | 720 | 744 | 720 | 744 | 744 | 720 | 744 | 720 | 744 | 1452.0977 | 1311.5721 | 1452.0977 | 1405.2558 | 1452.0977 | 1405.2558 | 1452.0977 | 1452.0977 | 1405.2558 | 1452.0977 | 1405.2558 | 1452.0977 | 8760 | 17097.2791 | 1.2034
5183 | Ventilation | Exhaust Fan | EF-67 | EF | 3.0 | [5 empty] | 3.0 | 0.75 | 0.86 | 0.71525 | 1.9517 |  | 1 |  | 24.0 | 744 | 672 | 744 | 720 | 744 | 720 | 744 | 744 | 720 | 744 | 720 | 744 | 1452.0977 | 1311.5721 | 1452.0977 | 1405.2558 | 1452.0977 | 1405.2558 | 1452.0977 | 1452.0977 | 1405.2558 | 1452.0977 | 1405.2558 | 1452.0977 | 8760 | 17097.2791 | 1.2034
5184 | Ventilation | Exhaust Fan | EF-73 | EF | 3.0 | [5 empty] | 3.0 | 0.75 | 0.86 | 0.71525 | 1.9517 |  | 1 |  | 24.0 | 744 | 672 | 744 | 720 | 744 | 720 | 744 | 744 | 720 | 744 | 720 | 744 | 1452.0977 | 1311.5721 | 1452.0977 | 1405.2558 | 1452.0977 | 1405.2558 | 1452.0977 | 1452.0977 | 1405.2558 | 1452.0977 | 1405.2558 | 1452.0977 | 8760 | 17097.2791 | 1.2034
5185 | Ventilation | Supply fan | AHU-2 | Uniform | 3.0 | [5 empty] | 3.0 | 0.75 | 0.86 | 0.71525 | 1.9517 |  | 1 | All Day | 24.0 | 744 | 672 | 744 | 720 | 744 | 720 | 744 | 744 | 720 | 744 | 720 | 744 | 1452.0977 | 1311.5721 | 1452.0977 | 1405.2558 | 1452.0977 | 1405.2558 | 1452.0977 | 1452.0977 | 1405.2558 | 1452.0977 | 1405.2558 | 1452.0977 | 8760 | 17097.2791 | 4.8259
5186 | Ventilation | Supply Fan | SF-5 | Uniform | 3.0 | [5 empty] | 3.0 | 0.75 | 0.86 | 0.71525 | 1.9517 |  | 1 | 24/7 | 24.0 | 744 | 672 | 744 | 720 | 744 | 720 | 744 | 744 | 720 | 744 | 720 | 744 | 1452.0977 | 1311.5721 | 1452.0977 | 1405.2558 | 1452.0977 | 1405.2558 | 1452.0977 | 1452.0977 | 1405.2558 | 1452.0977 | 1405.2558 | 1452.0977 | 8760 | 17097.2791 | 1.1948
5187 | Ventilation | AHU-103 RF 103 | RAX-103 | Uniform | 3.0 | [5 empty] | 3.0 | 0.75 | 0.86 | 0.71525 | 1.9517 |  | 1 | All Day | 24.0 | 744 | 672 | 744 | 720 | 744 | 720 | 744 | 744 | 720 | 744 | 720 | 744 | 1452.0977 | 1311.5721 | 1452.0977 | 1405.2558 | 1452.0977 | 1405.2558 | 1452.0977 | 1452.0977 | 1405.2558 | 1452.0977 | 1405.2558 | 1452.0977 | 8760 | 17097.2791 | 0.34216
5188 | Ventilation | Kitchen Exhaust | EF-3 | Uniform | 3.0 | [5 empty] | 3.0 | 0.75 | 0.86 | 0.71525 | 1.9517 |  | 1 | All Day | 24.0 | 744 | 672 | 744 | 720 | 744 | 720 | 744 | 744 | 720 | 744 | 720 | 744 | 1452.0977 | 1311.5721 | 1452.0977 | 1405.2558 | 1452.0977 | 1405.2558 | 1452.0977 | 1452.0977 | 1405.2558 | 1452.0977 | 1405.2558 | 1452.0977 | 8760 | 17097.2791 | 20.3476
5189 | Ventilation | Exhaust Fan | W-EXF-01 | Uniform | 3.0 | [5 empty] | 3.0 | 0.75 | 0.86 | 0.71525 | 1.9517 | 1 | 1 | All Day | 24.0 | 744 | 672 | 744 | 720 | 744 | 720 | 744 | 744 | 720 | 744 | 720 | 744 | 1452.0977 | 1311.5721 | 1452.0977 | 1405.2558 | 1452.0977 | 1405.2558 | 1452.0977 | 1452.0977 | 1405.2558 | 1452.0977 | 1405.2558 | 1452.0977 | 8760 | 17097.2791 | 2.8436
5190 | Ventilation | Exhaust Fan | F-7 | Uniform | 3.0 | [5 empty] | 3.0 | 0.75 | 0.86 | 0.71525 | 1.9517 |  | 1 | All Day | 24.0 | 744 | 672 | 744 | 720 | 744 | 720 | 744 | 744 | 720 | 744 | 720 | 744 | 1452.0977 | 1311.5721 | 1452.0977 | 1405.2558 | 1452.0977 | 1405.2558 | 1452.0977 | 1452.0977 | 1405.2558 | 1452.0977 | 1405.2558 | 1452.0977 | 8760 | 17097.2791 | 0.56017
5191 | Ventilation | Exhaust fan | EF-1 | Uniform | 3.0 | [5 empty] | 3.0 | 0.75 | 0.86 | 0.71525 | 1.9517 |  | 1 | All Day | 24.0 | 744 | 672 | 744 | 720 | 744 | 720 | 744 | 744 | 720 | 744 | 720 | 744 | 1452.0977 | 1311.5721 | 1452.0977 | 1405.2558 | 1452.0977 | 1405.2558 | 1452.0977 | 1452.0977 | 1405.2558 | 1452.0977 | 1405.2558 | 1452.0977 | 8760 | 17097.2791 | 2.9221
5192 | Pump | Tower West DCW | TW DCW P2 | Uniform | 3.0 | [5 empty] | 3.0 | 0.75 | 0.86 | 0.71525 | 1.9517 |  | 1 | All Day | 24.0 | 744 | 672 | 744 | 720 | 744 | 720 | 744 | 744 | 720 | 744 | 720 | 744 | 1452.0977 | 1311.5721 | 1452.0977 | 1405.2558 | 1452.0977 | 1405.2558 | 1452.0977 | 1452.0977 | 1405.2558 | 1452.0977 | 1405.2558 | 1452.0977 | 8760 | 17097.2791 | 6.5077
5193 | Pump | Tower East DCW | TE DCW P2 | Uniform | 3.0 | [5 empty] | 3.0 | 0.75 | 0.86 | 0.71525 | 1.9517 |  | 1 | All Day | 24.0 | 744 | 672 | 744 | 720 | 744 | 720 | 744 | 744 | 720 | 744 | 720 | 744 | 1452.0977 | 1311.5721 | 1452.0977 | 1405.2558 | 1452.0977 | 1405.2558 | 1452.0977 | 1452.0977 | 1405.2558 | 1452.0977 | 1405.2558 | 1452.0977 | 8760 | 17097.2791 | 6.5077
5194 | Pump | Circulation Pump | P-5 | Uniform | 3.0 | [5 empty] | 3.0 | 0.75 | 0.86 | 0.71525 | 1.9517 |  | 1 | All Day | 24.0 | 744 | 672 | 744 | 720 | 744 | 720 | 744 | 744 | 720 | 744 | 720 | 744 | 1452.0977 | 1311.5721 | 1452.0977 | 1405.2558 | 1452.0977 | 1405.2558 | 1452.0977 | 1452.0977 | 1405.2558 | 1452.0977 | 1405.2558 | 1452.0977 | 8760 | 17097.2791 | 3.6389
5195 | Ventilation | Return Fan | AH01-RF | Uniform | 3.0 | [5 empty] | 3.0 | 0.75 | 0.86 | 0.71525 | 1.9517 |  | 1 | All Day | 24.0 | 744 | 672 | 744 | 720 | 744 | 720 | 744 | 744 | 720 | 744 | 720 | 744 | 1452.0977 | 1311.5721 | 1452.0977 | 1405.2558 | 1452.0977 | 1405.2558 | 1452.0977 | 1452.0977 | 1405.2558 | 1452.0977 | 1405.2558 | 1452.0977 | 8760 | 17097.2791 | 0.97481
5196 | Ventilation | Return Fan | AH01-RF | Uniform | 3.0 | [5 empty] | 3.0 | 0.75 | 0.86 | 0.71525 | 1.9517 |  | 1 | All Day | 24.0 | 744 | 672 | 744 | 720 | 744 | 720 | 744 | 744 | 720 | 744 | 720 | 744 | 1452.0977 | 1311.5721 | 1452.0977 | 1405.2558 | 1452.0977 | 1405.2558 | 1452.0977 | 1452.0977 | 1405.2558 | 1452.0977 | 1405.2558 | 1452.0977 | 8760 | 17097.2791 | 0.97481
5197 | Ventilation | Return Fan | AH02-RF | Uniform | 3.0 | [5 empty] | 3.0 | 0.75 | 0.86 | 0.71525 | 1.9517 |  | 1 | All Day | 24.0 | 744 | 672 | 744 | 720 | 744 | 720 | 744 | 744 | 720 | 744 | 720 | 744 | 1452.0977 | 1311.5721 | 1452.0977 | 1405.2558 | 1452.0977 | 1405.2558 | 1452.0977 | 1452.0977 | 1405.2558 | 1452.0977 | 1405.2558 | 1452.0977 | 8760 | 17097.2791 | 0.97481
5198 | Ventilation | Return Fan | AH02-RF | Uniform | 3.0 | [5 empty] | 3.0 | 0.75 | 0.86 | 0.71525 | 1.9517 |  | 1 | All Day | 24.0 | 744 | 672 | 744 | 720 | 744 | 720 | 744 | 744 | 720 | 744 | 720 | 744 | 1452.0977 | 1311.5721 | 1452.0977 | 1405.2558 | 1452.0977 | 1405.2558 | 1452.0977 | 1452.0977 | 1405.2558 | 1452.0977 | 1405.2558 | 1452.0977 | 8760 | 17097.2791 | 0.97481
5199 | Ventilation | Supply Fan | AH03- SF | Uniform | 3.0 | [5 empty] | 3.0 | 0.75 | 0.86 | 0.71525 | 1.9517 |  | 1 | All Day | 24.0 | 744 | 672 | 744 | 720 | 744 | 720 | 744 | 744 | 720 | 744 | 720 | 744 | 1452.0977 | 1311.5721 | 1452.0977 | 1405.2558 | 1452.0977 | 1405.2558 | 1452.0977 | 1452.0977 | 1405.2558 | 1452.0977 | 1405.2558 | 1452.0977 | 8760 | 17097.2791 | 0.97481
5200 | Ventilation | Exhaust Fan | FC-1 | Uniform | 3.0 | [5 empty] | 3.0 | 0.75 | 0.86 | 0.71525 | 1.9517 |  | 1 | All Day | 24.0 | 744 | 672 | 744 | 720 | 744 | 720 | 744 | 744 | 720 | 744 | 720 | 744 | 1452.0977 | 1311.5721 | 1452.0977 | 1405.2558 | 1452.0977 | 1405.2558 | 1452.0977 | 1452.0977 | 1405.2558 | 1452.0977 | 1405.2558 | 1452.0977 | 8760 | 17097.2791 | 2.0454
5201 | Ventilation | Exhaust Fan | FC-2 | Uniform | 3.0 | [5 empty] | 3.0 | 0.75 | 0.86 | 0.71525 | 1.9517 |  | 1 | All Day | 24.0 | 744 | 672 | 744 | 720 | 744 | 720 | 744 | 744 | 720 | 744 | 720 | 744 | 1452.0977 | 1311.5721 | 1452.0977 | 1405.2558 | 1452.0977 | 1405.2558 | 1452.0977 | 1452.0977 | 1405.2558 | 1452.0977 | 1405.2558 | 1452.0977 | 8760 | 17097.2791 | 2.0454
5202 | Ventilation | Exhaust Fan | FNE803-VTC | Uniform | 3.0 | [5 empty] | 3.0 | 0.75 | 0.86 | 0.71525 | 1.9517 |  | 1 | All Day | 24.0 | 744 | 672 | 744 | 720 | 744 | 720 | 744 | 744 | 720 | 744 | 720 | 744 | 1452.0977 | 1311.5721 | 1452.0977 | 1405.2558 | 1452.0977 | 1405.2558 | 1452.0977 | 1452.0977 | 1405.2558 | 1452.0977 | 1405.2558 | 1452.0977 | 8760 | 17097.2791 | 0.95681
5203 | Ventilation | Exhaust Fan | FNE804-VTC | Uniform | 3.0 | [5 empty] | 3.0 | 0.75 | 0.86 | 0.71525 | 1.9517 |  | 1 | All Day | 24.0 | 744 | 672 | 744 | 720 | 744 | 720 | 744 | 744 | 720 | 744 | 720 | 744 | 1452.0977 | 1311.5721 | 1452.0977 | 1405.2558 | 1452.0977 | 1405.2558 | 1452.0977 | 1452.0977 | 1405.2558 | 1452.0977 | 1405.2558 | 1452.0977 | 8760 | 17097.2791 | 0.95681
5204 | Ventilation | Supply Fan | AC00012-VTC | Uniform | 3.0 | [5 empty] | 3.0 | 0.75 | 0.86 | 0.71525 | 1.9517 |  | 1 | All Day | 24.0 | 744 | 672 | 744 | 720 | 744 | 720 | 744 | 744 | 720 | 744 | 720 | 744 | 130.6888 | 118.0415 | 130.9985 | 131.2153 | 140.0455 | 160.9489 | 198.8405 | 197.2068 | 152.5651 | 131.7302 | 126.473 | 130.6888 | 8760 | 1749.4428 | 0.097903
5205 | Ventilation | Supply Fan |  | Uniform | 3.0 | [5 empty] | 3.0 | 0.75 | 0.86 | 0.71525 | 1.9517 | 0.9 | 1 | All Day | 24.0 | 744 | 672 | 744 | 720 | 744 | 720 | 744 | 744 | 720 | 744 | 720 | 744 | 1176.1991 | 1062.3734 | 1176.1991 | 1138.2572 | 1176.1991 | 1138.2572 | 1176.1991 | 1176.1991 | 1138.2572 | 1176.1991 | 1138.2572 | 1176.1991 | 8760 | 13848.796 | 0.54957
5206 | Ventilation | Supply Fan |  | Uniform | 3.0 | [5 empty] | 3.0 | 0.75 | 0.86 | 0.71525 | 1.9517 | 0.9 | 1 | All Day | 24.0 | 744 | 672 | 744 | 720 | 744 | 720 | 744 | 744 | 720 | 744 | 720 | 744 | 1176.1991 | 1062.3734 | 1176.1991 | 1138.2572 | 1176.1991 | 1138.2572 | 1176.1991 | 1176.1991 | 1138.2572 | 1176.1991 | 1138.2572 | 1176.1991 | 8760 | 13848.796 | 0.54957
5207 | Pump | Circ pumps | P | Uniform | 3.0 | [5 empty] | 3.0 | 0.75 | 0.86 | 0.71525 | 1.9517 |  | 1 | All Day | 24.0 | 744 | 672 | 744 | 720 | 744 | 720 | 744 | 744 | 720 | 744 | 720 | 744 | 1452.0977 | 1311.5721 | 1452.0977 | 1405.2558 | 1452.0977 | 1405.2558 | 1452.0977 | 1452.0977 | 1405.2558 | 1452.0977 | 1405.2558 | 1452.0977 | 8760 | 17097.2791 | 9.8069
5208 | AC system | Chiller Pump | PIS Exch H20 | Cooling 1 | 3.0 |  | 3 |  | 460.0 |  | 3.0 | 0.75 | 0.86 | 0.71525 | 1.9517 |  | 1 | All Day | 24.0 | 0 | 0 | 0 | 72 | 297.6 | 432 | 595.2 | 595.2 | 216 | 0 | 0 | 0 | 0 | 0 | 0 | 140.5256 | 580.8391 | 843.1535 | 1161.6781 | 1161.6781 | 421.5767 | 0 | 0 | 0 | 2208 | 4309.4512 | 0.10733
5209 | Ventilation | Supply Fan (SF-8) | AHU-8 | Uniform | 3.0 | [5 empty] | 3.0 | 0.75 | 0.86 | 0.71525 | 1.9517 |  | 0.8 | Occupied | 16.0 | 396.8 | 358.4 | 396.8 | 384 | 396.8 | 384 | 396.8 | 396.8 | 384 | 396.8 | 384 | 396.8 | 774.4521 | 699.5051 | 774.4521 | 749.4698 | 774.4521 | 749.4698 | 774.4521 | 774.4521 | 749.4698 | 774.4521 | 749.4698 | 774.4521 | 4672 | 9118.5488 | 0.65747
5210 | Ventilation | Exhaust Fan | EF-5 | Uniform | 3.0 | [5 empty] | 3.0 | 0.75 | 0.86 | 0.71525 | 1.9517 |  | 0.1 | RTUs | 12.0 | 37.2 | 33.6 | 37.2 | 36 | 37.2 | 36 | 37.2 | 37.2 | 36 | 37.2 | 36 | 37.2 | 72.6049 | 65.5786 | 72.6049 | 70.2628 | 72.6049 | 70.2628 | 72.6049 | 72.6049 | 70.2628 | 72.6049 | 70.2628 | 72.6049 | 438 | 854.864 | 2.8495
5211 | Ventilation | Exhaust Fan | EF-1 | EF | 3.0 | [5 empty] | 3.0 | 0.75 | 0.86 | 0.71525 | 1.9517 |  | 0.1 |  | 24.0 | 74.4 | 67.2 | 74.4 | 72 | 74.4 | 72 | 74.4 | 74.4 | 72 | 74.4 | 72 | 74.4 | 145.2098 | 131.1572 | 145.2098 | 140.5256 | 145.2098 | 140.5256 | 145.2098 | 145.2098 | 140.5256 | 145.2098 | 140.5256 | 145.2098 | 876 | 1709.7279 | 0.11928
5212 | Ventilation | Exhaust Fan | EF-2 | EF | 3.0 | [5 empty] | 3.0 | 0.75 | 0.86 | 0.71525 | 1.9517 |  | 0.1 |  | 24.0 | 74.4 | 67.2 | 74.4 | 72 | 74.4 | 72 | 74.4 | 74.4 | 72 | 74.4 | 72 | 74.4 | 145.2098 | 131.1572 | 145.2098 | 140.5256 | 145.2098 | 140.5256 | 145.2098 | 145.2098 | 140.5256 | 145.2098 | 140.5256 | 145.2098 | 876 | 1709.7279 | 0.11928
5213 | Ventilation | Exhaust Fan | EF-9 | EF | 3.0 | [5 empty] | 3.0 | 0.75 | 0.86 | 0.71525 | 1.9517 |  | 0.1 |  | 24.0 | 74.4 | 67.2 | 74.4 | 72 | 74.4 | 72 | 74.4 | 74.4 | 72 | 74.4 | 72 | 74.4 | 145.2098 | 131.1572 | 145.2098 | 140.5256 | 145.2098 | 140.5256 | 145.2098 | 145.2098 | 140.5256 | 145.2098 | 140.5256 | 145.2098 | 876 | 1709.7279 | 0.11928
5214 | Ventilation | Exhaust Fan | EF-13 | EF | 3.0 | [5 empty] | 3.0 | 0.75 | 0.86 | 0.71525 | 1.9517 |  | 0.1 |  | 24.0 | 74.4 | 67.2 | 74.4 | 72 | 74.4 | 72 | 74.4 | 74.4 | 72 | 74.4 | 72 | 74.4 | 145.2098 | 131.1572 | 145.2098 | 140.5256 | 145.2098 | 140.5256 | 145.2098 | 145.2098 | 140.5256 | 145.2098 | 140.5256 | 145.2098 | 876 | 1709.7279 | 0.11928
5215 | Ventilation | Exhaust Fan | EF-16 | EF | 3.0 | [5 empty] | 3.0 | 0.75 | 0.86 | 0.71525 | 1.9517 |  | 0.1 |  | 24.0 | 74.4 | 67.2 | 74.4 | 72 | 74.4 | 72 | 74.4 | 74.4 | 72 | 74.4 | 72 | 74.4 | 145.2098 | 131.1572 | 145.2098 | 140.5256 | 145.2098 | 140.5256 | 145.2098 | 145.2098 | 140.5256 | 145.2098 | 140.5256 | 145.2098 | 876 | 1709.7279 | 0.11928
5216 | Ventilation | Exhaust Fan | EF-55 | EF | 3.0 | [5 empty] | 3.0 | 0.75 | 0.86 | 0.71525 | 1.9517 |  | 0.1 |  | 24.0 | 74.4 | 67.2 | 74.4 | 72 | 74.4 | 72 | 74.4 | 74.4 | 72 | 74.4 | 72 | 74.4 | 145.2098 | 131.1572 | 145.2098 | 140.5256 | 145.2098 | 140.5256 | 145.2098 | 145.2098 | 140.5256 | 145.2098 | 140.5256 | 145.2098 | 876 | 1709.7279 | 0.11928
5217 | Ventilation | Exhaust Fan | EF-56 | EF | 3.0 | [5 empty] | 3.0 | 0.75 | 0.86 | 0.71525 | 1.9517 |  | 0.1 |  | 24.0 | 74.4 | 67.2 | 74.4 | 72 | 74.4 | 72 | 74.4 | 74.4 | 72 | 74.4 | 72 | 74.4 | 145.2098 | 131.1572 | 145.2098 | 140.5256 | 145.2098 | 140.5256 | 145.2098 | 145.2098 | 140.5256 | 145.2098 | 140.5256 | 145.2098 | 876 | 1709.7279 | 0.11928
5218 | Ventilation | Exhaust Fan | EF-57 | EF | 3.0 | [5 empty] | 3.0 | 0.75 | 0.86 | 0.71525 | 1.9517 |  | 0.1 |  | 24.0 | 74.4 | 67.2 | 74.4 | 72 | 74.4 | 72 | 74.4 | 74.4 | 72 | 74.4 | 72 | 74.4 | 145.2098 | 131.1572 | 145.2098 | 140.5256 | 145.2098 | 140.5256 | 145.2098 | 145.2098 | 140.5256 | 145.2098 | 140.5256 | 145.2098 | 876 | 1709.7279 | 0.11928
5219 | Ventilation | Exhaust Fan | EF-1 | EF | 3.0 | [5 empty] | 3.0 | 0.75 | 0.86 | 0.71525 | 1.9517 |  | 0.1 |  | 24.0 | 74.4 | 67.2 | 74.4 | 72 | 74.4 | 72 | 74.4 | 74.4 | 72 | 74.4 | 72 | 74.4 | 145.2098 | 131.1572 | 145.2098 | 140.5256 | 145.2098 | 140.5256 | 145.2098 | 145.2098 | 140.5256 | 145.2098 | 140.5256 | 145.2098 | 876 | 1709.7279 | 0.12034
5220 | Ventilation | Exhaust Fan | EF-2 | EF | 3.0 | [5 empty] | 3.0 | 0.75 | 0.86 | 0.71525 | 1.9517 |  | 0.1 |  | 24.0 | 74.4 | 67.2 | 74.4 | 72 | 74.4 | 72 | 74.4 | 74.4 | 72 | 74.4 | 72 | 74.4 | 145.2098 | 131.1572 | 145.2098 | 140.5256 | 145.2098 | 140.5256 | 145.2098 | 145.2098 | 140.5256 | 145.2098 | 140.5256 | 145.2098 | 876 | 1709.7279 | 0.12034
5221 | Ventilation | Exhaust Fan | EF-9 | EF | 3.0 | [5 empty] | 3.0 | 0.75 | 0.86 | 0.71525 | 1.9517 |  | 0.1 |  | 24.0 | 74.4 | 67.2 | 74.4 | 72 | 74.4 | 72 | 74.4 | 74.4 | 72 | 74.4 | 72 | 74.4 | 145.2098 | 131.1572 | 145.2098 | 140.5256 | 145.2098 | 140.5256 | 145.2098 | 145.2098 | 140.5256 | 145.2098 | 140.5256 | 145.2098 | 876 | 1709.7279 | 0.12034
5222 | Ventilation | Exhaust Fan | EF-13 | EF | 3.0 | [5 empty] | 3.0 | 0.75 | 0.86 | 0.71525 | 1.9517 |  | 0.1 |  | 24.0 | 74.4 | 67.2 | 74.4 | 72 | 74.4 | 72 | 74.4 | 74.4 | 72 | 74.4 | 72 | 74.4 | 145.2098 | 131.1572 | 145.2098 | 140.5256 | 145.2098 | 140.5256 | 145.2098 | 145.2098 | 140.5256 | 145.2098 | 140.5256 | 145.2098 | 876 | 1709.7279 | 0.12034
5223 | Ventilation | Exhaust Fan | EF-16 | EF | 3.0 | [5 empty] | 3.0 | 0.75 | 0.86 | 0.71525 | 1.9517 |  | 0.1 |  | 24.0 | 74.4 | 67.2 | 74.4 | 72 | 74.4 | 72 | 74.4 | 74.4 | 72 | 74.4 | 72 | 74.4 | 145.2098 | 131.1572 | 145.2098 | 140.5256 | 145.2098 | 140.5256 | 145.2098 | 145.2098 | 140.5256 | 145.2098 | 140.5256 | 145.2098 | 876 | 1709.7279 | 0.12034
5224 | Ventilation | Exhaust Fan | EF-55 | EF | 3.0 | [5 empty] | 3.0 | 0.75 | 0.86 | 0.71525 | 1.9517 |  | 0.1 |  | 24.0 | 74.4 | 67.2 | 74.4 | 72 | 74.4 | 72 | 74.4 | 74.4 | 72 | 74.4 | 72 | 74.4 | 145.2098 | 131.1572 | 145.2098 | 140.5256 | 145.2098 | 140.5256 | 145.2098 | 145.2098 | 140.5256 | 145.2098 | 140.5256 | 145.2098 | 876 | 1709.7279 | 0.12034
5225 | Ventilation | Exhaust Fan | EF-56 | EF | 3.0 | [5 empty] | 3.0 | 0.75 | 0.86 | 0.71525 | 1.9517 |  | 0.1 |  | 24.0 | 74.4 | 67.2 | 74.4 | 72 | 74.4 | 72 | 74.4 | 74.4 | 72 | 74.4 | 72 | 74.4 | 145.2098 | 131.1572 | 145.2098 | 140.5256 | 145.2098 | 140.5256 | 145.2098 | 145.2098 | 140.5256 | 145.2098 | 140.5256 | 145.2098 | 876 | 1709.7279 | 0.12034
5226 | Ventilation | Exhaust Fan | EF-57 | EF | 3.0 | [5 empty] | 3.0 | 0.75 | 0.86 | 0.71525 | 1.9517 |  | 0.1 |  | 24.0 | 74.4 | 67.2 | 74.4 | 72 | 74.4 | 72 | 74.4 | 74.4 | 72 | 74.4 | 72 | 74.4 | 145.2098 | 131.1572 | 145.2098 | 140.5256 | 145.2098 | 140.5256 | 145.2098 | 145.2098 | 140.5256 | 145.2098 | 140.5256 | 145.2098 | 876 | 1709.7279 | 0.12034
5227 | Ventilation | Exhaust Fan | EF-1 | Uniform | 3.0 | [5 empty] | 3.0 | 0.75 | 0.86 | 0.71525 | 1.9517 |  | 0.1 | All Day | 24.0 | 74.4 | 67.2 | 74.4 | 72 | 74.4 | 72 | 74.4 | 74.4 | 72 | 74.4 | 72 | 74.4 | 145.2098 | 131.1572 | 145.2098 | 140.5256 | 145.2098 | 140.5256 | 145.2098 | 145.2098 | 140.5256 | 145.2098 | 140.5256 | 145.2098 | 876 | 1709.7279 | 0.25877
5228 | Ventilation | Exhaust Fan | EF-2 | Uniform | 3.0 | [5 empty] | 3.0 | 0.75 | 0.86 | 0.71525 | 1.9517 |  | 0.1 | All Day | 24.0 | 74.4 | 67.2 | 74.4 | 72 | 74.4 | 72 | 74.4 | 74.4 | 72 | 74.4 | 72 | 74.4 | 145.2098 | 131.1572 | 145.2098 | 140.5256 | 145.2098 | 140.5256 | 145.2098 | 145.2098 | 140.5256 | 145.2098 | 140.5256 | 145.2098 | 876 | 1709.7279 | 0.25877
5229 | Ventilation | Exhaust Fan | EF-3 | Uniform | 3.0 | [5 empty] | 3.0 | 0.75 | 0.86 | 0.71525 | 1.9517 |  | 0.1 | All Day | 24.0 | 74.4 | 67.2 | 74.4 | 72 | 74.4 | 72 | 74.4 | 74.4 | 72 | 74.4 | 72 | 74.4 | 145.2098 | 131.1572 | 145.2098 | 140.5256 | 145.2098 | 140.5256 | 145.2098 | 145.2098 | 140.5256 | 145.2098 | 140.5256 | 145.2098 | 876 | 1709.7279 | 0.25877
5230 | Miscellaneous electricity | Compressor | #1 | Uniform | 3.0 | [5 empty] | 3.0 | 0.75 | 0.86 | 0.71525 | 1.9517 |  | 0.2 | All Day | 24.0 | 148.8 | 134.4 | 148.8 | 144 | 148.8 | 144 | 148.8 | 148.8 | 144 | 148.8 | 144 | 148.8 | 290.4195 | 262.3144 | 290.4195 | 281.0512 | 290.4195 | 281.0512 | 290.4195 | 290.4195 | 281.0512 | 290.4195 | 281.0512 | 290.4195 | 1752 | 3419.4558 | 0.40907
5231 | Miscellaneous electricity | Compressor | #2 | Uniform | 3.0 | [5 empty] | 3.0 | 0.75 | 0.86 | 0.71525 | 1.9517 |  | 0.2 | All Day | 24.0 | 148.8 | 134.4 | 148.8 | 144 | 148.8 | 144 | 148.8 | 148.8 | 144 | 148.8 | 144 | 148.8 | 290.4195 | 262.3144 | 290.4195 | 281.0512 | 290.4195 | 281.0512 | 290.4195 | 290.4195 | 281.0512 | 290.4195 | 281.0512 | 290.4195 | 1752 | 3419.4558 | 0.40907
5232 | Miscellaneous electricity | Pneumatic Compressor |  | Uniform | 3.0 | [5 empty] | 3.0 | 0.75 | 0.86 | 0.71525 | 1.9517 |  | 0.2 | All Day | 24.0 | 148.8 | 134.4 | 148.8 | 144 | 148.8 | 144 | 148.8 | 148.8 | 144 | 148.8 | 144 | 148.8 | 290.4195 | 262.3144 | 290.4195 | 281.0512 | 290.4195 | 281.0512 | 290.4195 | 290.4195 | 281.0512 | 290.4195 | 281.0512 | 290.4195 | 1752 | 3419.4558 | 0.30375
5233 | Miscellaneous electricity | Pneumatic Compressor |  | Uniform | 3.0 | [5 empty] | 3.0 | 0.75 | 0.86 | 0.71525 | 1.9517 |  | 0.2 | All Day | 24.0 | 148.8 | 134.4 | 148.8 | 144 | 148.8 | 144 | 148.8 | 148.8 | 144 | 148.8 | 144 | 148.8 | 290.4195 | 262.3144 | 290.4195 | 281.0512 | 290.4195 | 281.0512 | 290.4195 | 290.4195 | 281.0512 | 290.4195 | 281.0512 | 290.4195 | 1752 | 3419.4558 | 0.30375
5234 | Miscellaneous electricity | Pneumatic Compressor |  | Uniform | 3.0 | [5 empty] | 3.0 | 0.75 | 0.86 | 0.71525 | 1.9517 |  | 0.2 | All Day | 24.0 | 148.8 | 134.4 | 148.8 | 144 | 148.8 | 144 | 148.8 | 148.8 | 144 | 148.8 | 144 | 148.8 | 290.4195 | 262.3144 | 290.4195 | 281.0512 | 290.4195 | 281.0512 | 290.4195 | 290.4195 | 281.0512 | 290.4195 | 281.0512 | 290.4195 | 1752 | 3419.4558 | 0.30381
5235 | Miscellaneous electricity | Pneumatic Compressor |  | Uniform | 3.0 | [5 empty] | 3.0 | 0.75 | 0.86 | 0.71525 | 1.9517 |  | 0.2 | All Day | 24.0 | 148.8 | 134.4 | 148.8 | 144 | 148.8 | 144 | 148.8 | 148.8 | 144 | 148.8 | 144 | 148.8 | 290.4195 | 262.3144 | 290.4195 | 281.0512 | 290.4195 | 281.0512 | 290.4195 | 290.4195 | 281.0512 | 290.4195 | 281.0512 | 290.4195 | 1752 | 3419.4558 | 0.30381
5236 | Miscellaneous electricity | Compressor |  | Uniform | 3.0 | [5 empty] | 3.0 | 0.75 | 0.86 | 0.71525 | 1.9517 |  | 0.2 | All Day | 24.0 | 148.8 | 134.4 | 148.8 | 144 | 148.8 | 144 | 148.8 | 148.8 | 144 | 148.8 | 144 | 148.8 | 290.4195 | 262.3144 | 290.4195 | 281.0512 | 290.4195 | 281.0512 | 290.4195 | 290.4195 | 281.0512 | 290.4195 | 281.0512 | 290.4195 | 1752 | 3419.4558 | 2.0763
5237 | Miscellaneous electricity | Air Compressor |  | Uniform | 3.0 | [5 empty] | 3.0 | 0.75 | 0.86 | 0.71525 | 1.9517 |  | 0.2 | All Day | 24.0 | 148.8 | 134.4 | 148.8 | 144 | 148.8 | 144 | 148.8 | 148.8 | 144 | 148.8 | 144 | 148.8 | 290.4195 | 262.3144 | 290.4195 | 281.0512 | 290.4195 | 281.0512 | 290.4195 | 290.4195 | 281.0512 | 290.4195 | 281.0512 | 290.4195 | 1752 | 3419.4558 | 16.1704
5238 | Miscellaneous electricity | Compressor | #1 | Uniform | 3.0 | [5 empty] | 3.0 | 0.75 | 0.86 | 0.71525 | 1.9517 |  | 0.2 | All Day | 24.0 | 148.8 | 134.4 | 148.8 | 144 | 148.8 | 144 | 148.8 | 148.8 | 144 | 148.8 | 144 | 148.8 | 290.4195 | 262.3144 | 290.4195 | 281.0512 | 290.4195 | 281.0512 | 290.4195 | 290.4195 | 281.0512 | 290.4195 | 281.0512 | 290.4195 | 1752 | 3419.4558 | 0.40907
5239 | Miscellaneous electricity | Compressor | #2 | Uniform | 3.0 | [5 empty] | 3.0 | 0.75 | 0.86 | 0.71525 | 1.9517 |  | 0.2 | All Day | 24.0 | 148.8 | 134.4 | 148.8 | 144 | 148.8 | 144 | 148.8 | 148.8 | 144 | 148.8 | 144 | 148.8 | 290.4195 | 262.3144 | 290.4195 | 281.0512 | 290.4195 | 281.0512 | 290.4195 | 290.4195 | 281.0512 | 290.4195 | 281.0512 | 290.4195 | 1752 | 3419.4558 | 0.40907
5240 | Ventilation | Exhaust Fan | FNE001-VTC | Uniform | 3.0 | [5 empty] | 3.0 | 0.75 | 0.86 | 0.71525 | 1.9517 |  | 0.2 | All Day | 24.0 | 148.8 | 134.4 | 148.8 | 144 | 148.8 | 144 | 148.8 | 148.8 | 144 | 148.8 | 144 | 148.8 | 290.4195 | 262.3144 | 290.4195 | 281.0512 | 290.4195 | 281.0512 | 290.4195 | 290.4195 | 281.0512 | 290.4195 | 281.0512 | 290.4195 | 1752 | 3419.4558 | 0.19136
5241 | Ventilation | Exhaust Fan | FNE005-VTC | Uniform | 3.0 | [5 empty] | 3.0 | 0.75 | 0.86 | 0.71525 | 1.9517 |  | 0.2 | All Day | 24.0 | 148.8 | 134.4 | 148.8 | 144 | 148.8 | 144 | 148.8 | 148.8 | 144 | 148.8 | 144 | 148.8 | 290.4195 | 262.3144 | 290.4195 | 281.0512 | 290.4195 | 281.0512 | 290.4195 | 290.4195 | 281.0512 | 290.4195 | 281.0512 | 290.4195 | 1752 | 3419.4558 | 0.19136
5242 | Ventilation | Exhaust Fan | FNE032-VTC | Uniform | 3.0 | [5 empty] | 3.0 | 0.75 | 0.86 | 0.71525 | 1.9517 |  | 0.2 | All Day | 24.0 | 148.8 | 134.4 | 148.8 | 144 | 148.8 | 144 | 148.8 | 148.8 | 144 | 148.8 | 144 | 148.8 | 290.4195 | 262.3144 | 290.4195 | 281.0512 | 290.4195 | 281.0512 | 290.4195 | 290.4195 | 281.0512 | 290.4195 | 281.0512 | 290.4195 | 1752 | 3419.4558 | 0.19136
5243 | Ventilation | Exhaust Fan | FNE034-VTC | Uniform | 3.0 | [5 empty] | 3.0 | 0.75 | 0.86 | 0.71525 | 1.9517 |  | 0.2 | All Day | 24.0 | 148.8 | 134.4 | 148.8 | 144 | 148.8 | 144 | 148.8 | 148.8 | 144 | 148.8 | 144 | 148.8 | 290.4195 | 262.3144 | 290.4195 | 281.0512 | 290.4195 | 281.0512 | 290.4195 | 290.4195 | 281.0512 | 290.4195 | 281.0512 | 290.4195 | 1752 | 3419.4558 | 0.19136
5244 | Ventilation | Supply Fan | HP-1 | Uniform | 3.0 | [5 empty] | 3.0 | 0.75 | 0.86 | 0.71525 | 1.9517 |  | 0.4 | All Day | 24.0 | 297.6 | 268.8 | 297.6 | 288 | 297.6 | 288 | 297.6 | 297.6 | 288 | 297.6 | 288 | 297.6 | 580.8391 | 524.6288 | 580.8391 | 562.1023 | 580.8391 | 562.1023 | 580.8391 | 580.8391 | 562.1023 | 580.8391 | 562.1023 | 580.8391 | 3504 | 6838.9116 | 2.5042
5245 | Ventilation | Supply Fan | HP-2 | Uniform | 3.0 | [5 empty] | 3.0 | 0.75 | 0.86 | 0.71525 | 1.9517 |  | 0.4 | All Day | 24.0 | 297.6 | 268.8 | 297.6 | 288 | 297.6 | 288 | 297.6 | 297.6 | 288 | 297.6 | 288 | 297.6 | 580.8391 | 524.6288 | 580.8391 | 562.1023 | 580.8391 | 562.1023 | 580.8391 | 580.8391 | 562.1023 | 580.8391 | 562.1023 | 580.8391 | 3504 | 6838.9116 | 2.5042
5246 | Ventilation | Supply Fan | HP-3 | Uniform | 3.0 | [5 empty] | 3.0 | 0.75 | 0.86 | 0.71525 | 1.9517 |  | 0.4 | All Day | 24.0 | 297.6 | 268.8 | 297.6 | 288 | 297.6 | 288 | 297.6 | 297.6 | 288 | 297.6 | 288 | 297.6 | 580.8391 | 524.6288 | 580.8391 | 562.1023 | 580.8391 | 562.1023 | 580.8391 | 580.8391 | 562.1023 | 580.8391 | 562.1023 | 580.8391 | 3504 | 6838.9116 | 2.5042
5247 | Ventilation | Supply Fan | HP-4 | Uniform | 3.0 | [5 empty] | 3.0 | 0.75 | 0.86 | 0.71525 | 1.9517 |  | 0.4 | All Day | 24.0 | 297.6 | 268.8 | 297.6 | 288 | 297.6 | 288 | 297.6 | 297.6 | 288 | 297.6 | 288 | 297.6 | 580.8391 | 524.6288 | 580.8391 | 562.1023 | 580.8391 | 562.1023 | 580.8391 | 580.8391 | 562.1023 | 580.8391 | 562.1023 | 580.8391 | 3504 | 6838.9116 | 2.5042
5248 | Ventilation | Supply Fan | HP-5 | Uniform | 3.0 | [5 empty] | 3.0 | 0.75 | 0.86 | 0.71525 | 1.9517 |  | 0.4 | All Day | 24.0 | 297.6 | 268.8 | 297.6 | 288 | 297.6 | 288 | 297.6 | 297.6 | 288 | 297.6 | 288 | 297.6 | 580.8391 | 524.6288 | 580.8391 | 562.1023 | 580.8391 | 562.1023 | 580.8391 | 580.8391 | 562.1023 | 580.8391 | 562.1023 | 580.8391 | 3504 | 6838.9116 | 2.5042
5249 | Ventilation | Supply Fan | HP-6 | Uniform | 3.0 | [5 empty] | 3.0 | 0.75 | 0.86 | 0.71525 | 1.9517 |  | 0.4 | All Day | 24.0 | 297.6 | 268.8 | 297.6 | 288 | 297.6 | 288 | 297.6 | 297.6 | 288 | 297.6 | 288 | 297.6 | 580.8391 | 524.6288 | 580.8391 | 562.1023 | 580.8391 | 562.1023 | 580.8391 | 580.8391 | 562.1023 | 580.8391 | 562.1023 | 580.8391 | 3504 | 6838.9116 | 2.5042
5250 | Ventilation | Supply Fan | HP-8 | Uniform | 3.0 | [5 empty] | 3.0 | 0.75 | 0.86 | 0.71525 | 1.9517 |  | 0.4 | All Day | 24.0 | 297.6 | 268.8 | 297.6 | 288 | 297.6 | 288 | 297.6 | 297.6 | 288 | 297.6 | 288 | 297.6 | 580.8391 | 524.6288 | 580.8391 | 562.1023 | 580.8391 | 562.1023 | 580.8391 | 580.8391 | 562.1023 | 580.8391 | 562.1023 | 580.8391 | 3504 | 6838.9116 | 2.5042
5251 | Ventilation | Supply Fan | AH-1 | Uniform | 3.0 | [5 empty] | 3.0 | 0.75 | 0.86 | 0.71525 | 1.9517 |  | 1 | AHU | 15.0 | 465 | 420 | 465 | 450 | 465 | 450 | 465 | 465 | 450 | 465 | 450 | 465 | 907.561 | 819.7326 | 907.561 | 878.2849 | 907.561 | 878.2849 | 907.561 | 907.561 | 878.2849 | 907.561 | 878.2849 | 907.561 | 5475 | 10685.7994 | 1.7611
5252 | Ventilation | Supply Fan | AH-1 | Uniform | 3.0 | [5 empty] | 3.0 | 0.75 | 0.86 | 0.71525 | 1.9517 |  | 1 | AHU | 15.0 | 465 | 420 | 465 | 450 | 465 | 450 | 465 | 465 | 450 | 465 | 450 | 465 | 907.561 | 819.7326 | 907.561 | 878.2849 | 907.561 | 878.2849 | 907.561 | 907.561 | 878.2849 | 907.561 | 878.2849 | 907.561 | 5475 | 10685.7994 | 2.8569
5253 | Ice Plant | Cooling Tower Pump 1 |  | Ice Plant Uniform | 3.0 | [5 empty] | 3.0 | 0.75 | 0.86 | 0.71525 | 1.9517 |  | 1 | All Day | 24.0 | 744 | 672 | 744 | 720 | 744 | 360 | 744 | 744 | 720 | 744 | 720 | 744 | 1452.0977 | 1311.5721 | 1452.0977 | 1405.2558 | 1452.0977 | 702.6279 | 1452.0977 | 1452.0977 | 1405.2558 | 1452.0977 | 1405.2558 | 1452.0977 | 8400 | 16394.6512 | 0.94411
5254 | Ventilation | RTU Evap Fan | RTU1 | Cooling 1 | 3.0 | [5 empty] | 3.0 | 0.75 | 0.86 | 0.71525 | 1.9517 |  | 1 | RTU-1 | 17.5 | 0 | 0 | 0 | 0 | 379.75 | 525 | 542.5 | 542.5 | 420 | 162.75 | 52.5 | 0 | 0 | 0 | 0 | 0 | 741.1749 | 1024.6657 | 1058.8212 | 1058.8212 | 819.7326 | 317.6464 | 102.4666 | 0 | 2625 | 5123.3285 | 1.6965
5255 | Compressor |  | CA-3 | Uniform | 3.0 | [5 empty] | 3.0 | 0.75 | 0.86 | 0.71525 | 1.9517 |  | 0.15 | 24/7 | 24.0 | 111.6 | 100.8 | 111.6 | 108 | 111.6 | 108 | 111.6 | 111.6 | 108 | 111.6 | 108 | 111.6 | 217.8147 | 196.7358 | 217.8147 | 210.7884 | 217.8147 | 210.7884 | 217.8147 | 217.8147 | 210.7884 | 217.8147 | 210.7884 | 217.8147 | 1314 | 2564.5919 | 0.25678
5256 | Compressor |  | CA-5 | Uniform | 3.0 | [5 empty] | 3.0 | 0.75 | 0.86 | 0.71525 | 1.9517 |  | 0.15 | 24/7 | 24.0 | 111.6 | 100.8 | 111.6 | 108 | 111.6 | 108 | 111.6 | 111.6 | 108 | 111.6 | 108 | 111.6 | 217.8147 | 196.7358 | 217.8147 | 210.7884 | 217.8147 | 210.7884 | 217.8147 | 217.8147 | 210.7884 | 217.8147 | 210.7884 | 217.8147 | 1314 | 2564.5919 | 0.25678
5257 | Ventilation | Supply Fan | RTU-2 | Uniform | 3.0 | [5 empty] | 3.0 | 0.75 | 0.86 | 0.71525 | 1.9517 |  | 0.75 | RTU-2 | 24.0 | 558 | 504 | 558 | 540 | 558 | 540 | 558 | 558 | 540 | 558 | 540 | 558 | 1089.0733 | 983.6791 | 1089.0733 | 1053.9419 | 1089.0733 | 1053.9419 | 1089.0733 | 1089.0733 | 1053.9419 | 1089.0733 | 1053.9419 | 1089.0733 | 6570 | 12822.9593 | 30.3774
5258 | Pump | Pump | P-1 | AC System | 3.0 | [5 empty] | 3.0 | 0.75 | 0.86 | 0.71525 | 1.9517 |  | 1 | All Day | 24.0 | 0 | 0 | 0 | 36 | 297.6 | 432 | 744 | 744 | 396 | 260.4 | 0 | 0 | 0 | 0 | 0 | 70.2628 | 580.8391 | 843.1535 | 1452.0977 | 1452.0977 | 772.8907 | 508.2342 | 0 | 0 | 2910 | 5679.5756 | 1.9945
5259 | Ventilation | Exhaust Fan | EF-5 | Uniform | 3.0 | [5 empty] | 3.0 | 0.75 | 0.86 | 0.71525 | 1.9517 |  | 1 | 1h 1d | 1.0 | 31 | 28 | 31 | 30 | 31 | 30 | 31 | 31 | 30 | 31 | 30 | 31 | 60.5041 | 54.6488 | 60.5041 | 58.5523 | 60.5041 | 58.5523 | 60.5041 | 60.5041 | 58.5523 | 60.5041 | 58.5523 | 60.5041 | 365 | 712.3866 | 0.084511
5260 | Ventilation | Exhaust fan | F-14 (EF-14) | Uniform | 3.0 | [5 empty] | 3.0 | 0.75 | 0.86 | 0.71525 | 1.9517 |  | 1 | EF-14 | 16.0 | 496 | 448 | 496 | 480 | 496 | 480 | 496 | 496 | 480 | 496 | 480 | 496 | 968.0651 | 874.3814 | 968.0651 | 936.8372 | 968.0651 | 936.8372 | 968.0651 | 968.0651 | 936.8372 | 968.0651 | 936.8372 | 968.0651 | 5840 | 11398.186 | 1.4089
5261 | Ventilation | Exhaust Fan | F-10 | Uniform | 3.0 | [5 empty] | 3.0 | 0.75 | 0.86 | 0.71525 | 1.9517 |  | 1 | Kitchen EF | 16.0 | 496 | 448 | 496 | 480 | 496 | 480 | 496 | 496 | 480 | 496 | 480 | 496 | 968.0651 | 874.3814 | 968.0651 | 936.8372 | 968.0651 | 936.8372 | 968.0651 | 968.0651 | 936.8372 | 968.0651 | 936.8372 | 968.0651 | 5840 | 11398.1861 | 0.37345
5262 | Ventilation | Exhaust Fan | EF-7 | Uniform | 3.0 | [5 empty] | 3.0 | 0.75 | 0.86 | 0.71525 | 1.9517 |  | 1 | Occupied | 17.5 | 542.5 | 441 | 542.5 | 525 | 488.25 | 210 | 108.5 | 54.25 | 315 | 542.5 | 525 | 542.5 | 1058.8212 | 860.7192 | 1058.8212 | 1024.6657 | 952.9391 | 409.8663 | 211.7642 | 105.8821 | 614.7994 | 1058.8212 | 1024.6657 | 1058.8212 | 4837 | 9440.5866 | 4.1008
5263 | Ventilation | Supply Fan (SF-14) | AHU-14 | Uniform | 3.0 | [5 empty] | 3.0 | 0.75 | 0.86 | 0.71525 | 1.9517 |  | 0.8 | AHU-9 | 14.0 | 347.2 | 313.6 | 347.2 | 336 | 347.2 | 336 | 347.2 | 347.2 | 336 | 347.2 | 336 | 347.2 | 677.6456 | 612.067 | 677.6456 | 655.786 | 677.6456 | 655.786 | 677.6456 | 677.6456 | 655.786 | 677.6456 | 655.786 | 677.6456 | 4088 | 7978.7302 | 0.57529
5264 | Ventilation | Supply Fan (SF-16) | AHU-16 | Uniform | 3.0 | [5 empty] | 3.0 | 0.75 | 0.86 | 0.71525 | 1.9517 |  | 0.8 | AHU-9 | 14.0 | 347.2 | 313.6 | 347.2 | 336 | 347.2 | 336 | 347.2 | 347.2 | 336 | 347.2 | 336 | 347.2 | 677.6456 | 612.067 | 677.6456 | 655.786 | 677.6456 | 655.786 | 677.6456 | 677.6456 | 655.786 | 677.6456 | 655.786 | 677.6456 | 4088 | 7978.7302 | 0.57529
5265 | Ventilation | Theatre AHU SF | EA1SF | Uniform | 3.0 | [5 empty] | 3.0 | 0.75 | 0.86 | 0.71525 | 1.9517 |  | 1 | AHUTheatre | 10.5 | 325.5 | 294 | 325.5 | 315 | 325.5 | 315 | 325.5 | 325.5 | 315 | 325.5 | 315 | 325.5 | 635.2927 | 573.8128 | 635.2927 | 614.7994 | 635.2927 | 614.7994 | 635.2927 | 635.2927 | 614.7994 | 635.2927 | 614.7994 | 635.2927 | 3832.5 | 7480.0596 | 0.72679
5266 | Ventilation | Supply Fan (SF-17) | AHU-17 | Uniform | 3.0 | [5 empty] | 3.0 | 0.75 | 0.86 | 0.71525 | 1.9517 |  | 1 | AHU-9 | 14.0 | 434 | 392 | 434 | 420 | 434 | 420 | 434 | 434 | 420 | 434 | 420 | 434 | 847.057 | 765.0837 | 847.057 | 819.7326 | 847.057 | 819.7326 | 847.057 | 847.057 | 819.7326 | 847.057 | 819.7326 | 847.057 | 5110 | 9973.4128 | 0.71911
5267 | Ventilation | Supply Fan | RTU-4 | Uniform | 3.0 | [5 empty] | 3.0 | 0.75 | 0.86 | 0.71525 | 1.9517 |  | 1 | Occupied | 19.25 | 596.75 | 539 | 596.75 | 577.5 | 596.75 | 577.5 | 596.75 | 596.75 | 577.5 | 596.75 | 577.5 | 596.75 | 1164.7033 | 1051.9901 | 1164.7033 | 1127.1323 | 1164.7033 | 1127.1323 | 1164.7033 | 1164.7033 | 1127.1323 | 1164.7033 | 1127.1323 | 1164.7033 | 7026.25 | 13713.4426 | 7.8659
5268 | Ventilation | Return Fan | AH-13 OR L5-F-05 | Uniform | 3.0 | [5 empty] | 3.0 | 0.75 | 0.86 | 0.71525 | 1.9517 | 0.7 | 1 | HA-AH-13 | 8.214285714285710 | 254.6429 | 230 | 254.6429 | 246.4286 | 254.6429 | 246.4286 | 254.6429 | 254.6429 | 246.4286 | 254.6429 | 246.4286 | 229.1786 | 243.5289 | 219.9616 | 243.5289 | 235.6731 | 243.5289 | 235.6731 | 243.5289 | 243.5289 | 235.6731 | 243.5289 | 235.6731 | 219.176 | 2972.75 | 2843.0033 | 0.1363
5269 | Ventilation | AHU-106 RF 106 | RAX-106 | Uniform | 3.0 | [5 empty] | 3.0 | 0.75 | 0.86 | 0.71525 | 1.9517 |  | 1 | AHU-106 | 20.7 | 641.7 | 579.6 | 641.7 | 621 | 641.7 | 621 | 641.7 | 641.7 | 621 | 641.7 | 621 | 641.7 | 1252.4342 | 1131.2309 | 1252.4342 | 1212.0331 | 1252.4342 | 1212.0331 | 1252.4342 | 1252.4342 | 1212.0331 | 1252.4342 | 1212.0331 | 1252.4342 | 7555.5 | 14746.4032 | 0.29511
5270 | Ventilation | Theatre AHU SF | EA1SF | Uniform | 3.0 | [5 empty] | 3.0 | 0.75 | 0.86 | 0.71525 | 1.9517 |  | 1 | AHUTheatre | 16.5 | 511.5 | 462 | 511.5 | 495 | 511.5 | 495 | 511.5 | 511.5 | 495 | 511.5 | 495 | 511.5 | 998.3172 | 901.7058 | 998.3172 | 966.1134 | 998.3172 | 966.1134 | 998.3172 | 998.3172 | 966.1134 | 998.3172 | 966.1134 | 998.3172 | 6022.5 | 11754.3794 | 1.2571
5271 | Ventilation | EF | EF15 | Uniform | 3.0 | [5 empty] | 3.0 | 0.75 | 0.86 | 0.71525 | 1.9517 |  | 1 | Occupied | 16.75 | 519.25 | 469 | 519.25 | 502.5 | 519.25 | 502.5 | 519.25 | 519.25 | 502.5 | 519.25 | 502.5 | 519.25 | 1013.4432 | 915.368 | 1013.4432 | 980.7515 | 1013.4432 | 980.7515 | 1013.4432 | 1013.4432 | 980.7515 | 1013.4432 | 980.7515 | 1013.4432 | 6113.75 | 11932.476 | 1.2761
5272 | Ventilation | EF | EF16 | Uniform | 3.0 | [5 empty] | 3.0 | 0.75 | 0.86 | 0.71525 | 1.9517 |  | 1 | Occupied | 16.75 | 519.25 | 469 | 519.25 | 502.5 | 519.25 | 502.5 | 519.25 | 519.25 | 502.5 | 519.25 | 502.5 | 519.25 | 1013.4432 | 915.368 | 1013.4432 | 980.7515 | 1013.4432 | 980.7515 | 1013.4432 | 1013.4432 | 980.7515 | 1013.4432 | 980.7515 | 1013.4432 | 6113.75 | 11932.476 | 1.2761
5273 | Ventilation | EF | EF20 | Uniform | 3.0 | [5 empty] | 3.0 | 0.75 | 0.86 | 0.71525 | 1.9517 |  | 1 | Occupied | 16.75 | 519.25 | 469 | 519.25 | 502.5 | 519.25 | 502.5 | 519.25 | 519.25 | 502.5 | 519.25 | 502.5 | 519.25 | 1013.4432 | 915.368 | 1013.4432 | 980.7515 | 1013.4432 | 980.7515 | 1013.4432 | 1013.4432 | 980.7515 | 1013.4432 | 980.7515 | 1013.4432 | 6113.75 | 11932.476 | 1.2761
5274 | Ventilation | EF | EF15 | Uniform | 3.0 | [5 empty] | 3.0 | 0.75 | 0.86 | 0.71525 | 1.9517 |  | 1 | Occupied | 16.75 | 519.25 | 469 | 519.25 | 502.5 | 519.25 | 502.5 | 519.25 | 519.25 | 502.5 | 519.25 | 502.5 | 519.25 | 1013.4432 | 915.368 | 1013.4432 | 980.7515 | 1013.4432 | 980.7515 | 1013.4432 | 1013.4432 | 980.7515 | 1013.4432 | 980.7515 | 1013.4432 | 6113.75 | 11932.476 | 1.1594
5275 | Ventilation | EF | EF16 | Uniform | 3.0 | [5 empty] | 3.0 | 0.75 | 0.86 | 0.71525 | 1.9517 |  | 1 | Occupied | 16.75 | 519.25 | 469 | 519.25 | 502.5 | 519.25 | 502.5 | 519.25 | 519.25 | 502.5 | 519.25 | 502.5 | 519.25 | 1013.4432 | 915.368 | 1013.4432 | 980.7515 | 1013.4432 | 980.7515 | 1013.4432 | 1013.4432 | 980.7515 | 1013.4432 | 980.7515 | 1013.4432 | 6113.75 | 11932.476 | 1.1594
5276 | Ventilation | EF | EF20 | Uniform | 3.0 | [5 empty] | 3.0 | 0.75 | 0.86 | 0.71525 | 1.9517 |  | 1 | Occupied | 16.75 | 519.25 | 469 | 519.25 | 502.5 | 519.25 | 502.5 | 519.25 | 519.25 | 502.5 | 519.25 | 502.5 | 519.25 | 1013.4432 | 915.368 | 1013.4432 | 980.7515 | 1013.4432 | 980.7515 | 1013.4432 | 1013.4432 | 980.7515 | 1013.4432 | 980.7515 | 1013.4432 | 6113.75 | 11932.476 | 1.1594
5277 | Ventilation | Supply Fan | SF-AHU5 | Uniform | 3.0 | [5 empty] | 3.0 | 0.75 | 0.86 | 0.71525 | 1.9517 |  | 1 | AHU-5 | 15.42857143 | 478.2857 | 432 | 478.2857 | 462.8571 | 478.2857 | 462.8571 | 478.2857 | 478.2857 | 462.8571 | 478.2857 | 462.8571 | 478.2857 | 933.4914 | 843.1535 | 933.4914 | 903.3787 | 933.4914 | 903.3787 | 933.4914 | 933.4914 | 903.3787 | 933.4914 | 903.3787 | 933.4914 | 5631.4286 | 10991.108 | 2.6252
5278 | Ventilation | Exhaust Fan | F-3 | Uniform | 3.0 | [5 empty] | 3.0 | 0.75 | 0.86 | 0.71525 | 1.9517 |  | 1 | AH-1 | 9.028571429 | 279.8857 | 252.8 | 279.8857 | 270.8571 | 279.8857 | 270.8571 | 279.8857 | 279.8857 | 270.8571 | 279.8857 | 270.8571 | 279.8857 | 546.2653 | 493.4009 | 546.2653 | 528.6439 | 546.2653 | 528.6439 | 546.2653 | 546.2653 | 528.6439 | 546.2653 | 528.6439 | 546.2653 | 3295.4286 | 6431.8336 | 0.79219
5279 | Ventilation | Exhaust Fan | F-4 | Uniform | 3.0 | [5 empty] | 3.0 | 0.75 | 0.86 | 0.71525 | 1.9517 |  | 1 | AH-1 | 9.028571429 | 279.8857 | 252.8 | 279.8857 | 270.8571 | 279.8857 | 270.8571 | 279.8857 | 279.8857 | 270.8571 | 279.8857 | 270.8571 | 279.8857 | 546.2653 | 493.4009 | 546.2653 | 528.6439 | 546.2653 | 528.6439 | 546.2653 | 546.2653 | 528.6439 | 546.2653 | 528.6439 | 546.2653 | 3295.4286 | 6431.8336 | 0.79219
5280 | Pump | Pump | P-5 | Heating 1 | 3.0 | [5 empty] | 3.0 | 0.75 | 0.86 | 0.71525 | 1.9517 | 1 | 1 | AH-1 | 9.028571428571430 | 279.8857 | 252.8 | 209.9143 | 135.4286 | 111.9543 | 54.1714 | 6.9971 | 6.9971 | 6.7714 | 55.9771 | 108.3429 | 279.8857 | 546.2653 | 493.4009 | 409.699 | 264.3219 | 218.5061 | 105.7288 | 13.6566 | 13.6566 | 13.2161 | 109.2531 | 211.4575 | 546.2653 | 1509.1257 | 2945.4273 | 0.36278
5281 | Pump | Pump | P-6 | Heating 1 | 3.0 | [5 empty] | 3.0 | 0.75 | 0.86 | 0.71525 | 1.9517 |  | 1 | AH-1 | 9.028571428571430 | 279.8857 | 252.8 | 209.9143 | 135.4286 | 111.9543 | 54.1714 | 6.9971 | 6.9971 | 6.7714 | 55.9771 | 108.3429 | 279.8857 | 546.2653 | 493.4009 | 409.699 | 264.3219 | 218.5061 | 105.7288 | 13.6566 | 13.6566 | 13.2161 | 109.2531 | 211.4575 | 546.2653 | 1509.1257 | 2945.4273 | 0.36278
5282 | Pump | Boielr Pump |  | Heating 1 | 3.0 | [5 empty] | 3.0 | 0.75 | 0.86 | 0.71525 | 1.9517 |  | 0.5 | Occupied | 13.428571428571400 | 208.1429 | 169.2 | 166.5143 | 141 | 83.2571 | 40.2857 | 41.6286 | 41.6286 | 40.2857 | 145.7 | 161.1429 | 187.3286 | 406.2416 | 330.2351 | 324.9933 | 275.1959 | 162.4966 | 78.6274 | 81.2483 | 81.2483 | 78.6274 | 284.3691 | 314.5096 | 365.6175 | 1426.1143 | 2783.4103 | 0.50847
5283 | Pump | Pump | P-5 | Heating 1 | 3.0 | [5 empty] | 3.0 | 0.75 | 0.86 | 0.71525 | 1.9517 |  | 0.5 | All Day | 24.0 | 353.4 | 319.2 | 241.8 | 234 | 111.6 | 36 | 0 | 0 | 90 | 223.2 | 306 | 383.16 | 689.7464 | 622.9967 | 471.9317 | 456.7081 | 217.8147 | 70.2628 | 0 | 0 | 175.657 | 435.6293 | 597.2337 | 747.8303 | 2298.36 | 4485.8108 | 1.7919
5284 | Pump | Pump | P-6 | Heating 1 | 3.0 | [5 empty] | 3.0 | 0.75 | 0.86 | 0.71525 | 1.9517 |  | 0.5 | All Day | 24.0 | 353.4 | 319.2 | 241.8 | 234 | 111.6 | 36 | 0 | 0 | 90 | 223.2 | 306 | 383.16 | 689.7464 | 622.9967 | 471.9317 | 456.7081 | 217.8147 | 70.2628 | 0 | 0 | 175.657 | 435.6293 | 597.2337 | 747.8303 | 2298.36 | 4485.8108 | 1.7919
5285 | Ventilation | Supply Fan | AHU-1 | Fall | 3.0 | [5 empty] | 3.0 | 0.75 | 0.86 | 0.71525 | 1.9517 |  | 1 | HA-AH1-Fal | 6.428571428571430 | 0 | 0 | 0 | 0 | 0 | 0 | 0 | 0 | 192.8571 | 199.2857 | 192.8571 | 199.2857 | 0 | 0 | 0 | 0 | 0 | 0 | 0 | 0 | 376.4078 | 388.9547 | 376.4078 | 388.9547 | 784.2857 | 1530.7251 | 0.073386
5286 | Heat pump | Evaporator Fan | HPU-R-02 | Heat Pump | 3.0 | [5 empty] | 3.0 | 0.75 | 0.86 | 0.71525 | 1.9517 |  | 0.45 | All Day | 24.0 | 334.8 | 302.4 | 334.8 | 324 | 200.88 | 291.6 | 301.32 | 301.32 | 129.6 | 234.36 | 324 | 167.4 | 653.444 | 590.2074 | 653.444 | 632.3651 | 392.0664 | 569.1286 | 588.0996 | 588.0996 | 252.946 | 457.4108 | 632.3651 | 326.722 | 3246.48 | 6336.2985 | 0.32542
5287 | Heat pump | Evaporator Fan | HPU-R-02 | Heat Pump | 3.0 | [5 empty] | 3.0 | 0.75 | 0.86 | 0.71525 | 1.9517 |  | 0.45 | All Day | 24.0 | 334.8 | 302.4 | 334.8 | 324 | 200.88 | 291.6 | 301.32 | 301.32 | 129.6 | 234.36 | 324 | 167.4 | 653.444 | 590.2074 | 653.444 | 632.3651 | 392.0664 | 569.1286 | 588.0996 | 588.0996 | 252.946 | 457.4108 | 632.3651 | 326.722 | 3246.48 | 6336.2985 | 0.32542
5288 | Ventilation | Exhaust Fan | EF-4 | Uniform | 3.0 | [5 empty] | 3.0 | 0.75 | 0.86 | 0.71525 | 1.9517 |  | 0.5 | F | 8.142857142857140 | 126.2143 | 114 | 126.2143 | 122.1429 | 126.2143 | 122.1429 | 126.2143 | 126.2143 | 122.1429 | 126.2143 | 122.1429 | 126.2143 | 246.338 | 222.4988 | 246.338 | 238.3916 | 246.338 | 238.3916 | 246.338 | 246.338 | 238.3916 | 246.338 | 238.3916 | 246.338 | 1486.0714 | 2900.4313 | 0.20269
5289 | AC system | CT Fan | - | Cooling 1 | 3.0 | [5 empty] | 3.0 | 0.75 | 0.86 | 0.71525 | 1.9517 |  | 1 | All Day | 24.0 | 0 | 0 | 0 | 0 | 446.4 | 432 | 520.8 | 744 | 432 | 446.4 | 0 | 0 | 0 | 0 | 0 | 0 | 871.2586 | 843.1535 | 1016.4684 | 1452.0977 | 843.1535 | 871.2586 | 0 | 0 | 3021.6 | 5897.3902 | 1.4086
5290 | Pump | HWR Pump | P-1 | Heating 1 | 3.0 |  | 3 |  | 208.0 |  | 3.0 | 0.75 | 0.86 | 0.71525 | 1.9517 | 0.65 | 1 |  | 24.0 | 520.8 | 672 | 744 | 432 | 446.4 | 432 | 148.8 | 18.6 | 144 | 520.8 | 720 | 520.8 | 429.4579 | 554.1392 | 613.5113 | 356.2323 | 368.1068 | 356.2323 | 122.7023 | 15.3378 | 118.7441 | 429.4579 | 593.7206 | 429.4579 | 5320.2 | 4387.1003 | 0.67146
5291 | Ventilation | 2nd Floor AHU-1 | RJH.RP.A1 | Uniform | 3.0 | [5 empty] | 3.0 | 0.75 | 0.86 | 0.71525 | 1.9517 | 0.7 | 1 | 2nd Floor | 9.285714285714290 | 287.8571 | 260 | 287.8571 | 278.5714 | 287.8571 | 278.5714 | 287.8571 | 287.8571 | 278.5714 | 287.8571 | 278.5714 | 287.8571 | 275.2935 | 248.6522 | 275.2935 | 266.4131 | 275.2935 | 266.4131 | 275.2935 | 275.2935 | 266.4131 | 275.2935 | 266.4131 | 275.2935 | 3389.2857 | 3241.3592 | 3.7535
5292 | Ventilation | 2nd Floor AHU-2 | A2SF | Uniform | 3.0 | [5 empty] | 3.0 | 0.75 | 0.86 | 0.71525 | 1.9517 | 0.6 | 1 | 2nd Floor | 9.285714285714290 | 287.8571 | 260 | 287.8571 | 278.5714 | 287.8571 | 278.5714 | 287.8571 | 287.8571 | 278.5714 | 287.8571 | 278.5714 | 287.8571 | 202.2565 | 182.6833 | 202.2565 | 195.7321 | 202.2565 | 195.7321 | 202.2565 | 202.2565 | 195.7321 | 202.2565 | 195.7321 | 202.2565 | 3389.2857 | 2381.4067 | 2.7576
5293 | Ventilation | Exhaust Fan | EF-6 | Uniform | 3.0 | [5 empty] | 3.0 | 0.75 | 0.86 | 0.71525 | 1.9517 |  | 0.1 | Occupied | 6.428571428571430 | 19.9286 | 18 | 19.9286 | 19.2857 | 19.9286 | 19.2857 | 19.9286 | 19.9286 | 19.2857 | 19.9286 | 19.2857 | 19.9286 | 38.8955 | 35.1314 | 38.8955 | 37.6408 | 38.8955 | 37.6408 | 38.8955 | 38.8955 | 37.6408 | 38.8955 | 37.6408 | 38.8955 | 234.6429 | 457.9628 | 0.39316
5294 | Miscellaneous electricity | Boiler Pump | BP1 | Heating 1 | 3.0 | 2.2 | 3 |  | 380.0 |  | 3.0 | 0.75 | 0.86 | 0.71525 | 1.9517 |  | 0.065 | All Day | 24.0 | 48.36 | 40.1856 | 38.688 | 28.08 | 19.344 | 7.488 | 1.4508 | 3.8688 | 11.7 | 24.18 | 39.78 | 48.36 | 94.3863 | 78.432 | 75.5091 | 54.805 | 37.7545 | 14.6147 | 2.8316 | 7.5509 | 22.8354 | 47.1932 | 77.6404 | 94.3863 | 311.4852 | 607.9394 | 0.015142
5295 | Miscellaneous electricity | Boiler Pump | BP2 | Heating 1 | 3.0 | 2.2 | 3 |  | 380.0 |  | 3.0 | 0.75 | 0.86 | 0.71525 | 1.9517 |  | 0.065 | All Day | 24.0 | 48.36 | 40.1856 | 38.688 | 28.08 | 19.344 | 7.488 | 1.4508 | 3.8688 | 11.7 | 24.18 | 39.78 | 48.36 | 94.3863 | 78.432 | 75.5091 | 54.805 | 37.7545 | 14.6147 | 2.8316 | 7.5509 | 22.8354 | 47.1932 | 77.6404 | 94.3863 | 311.4852 | 607.9394 | 0.015142
5296 | Miscellaneous electricity | Boiler Pump | BP3 | Heating 1 | 3.0 | 2.2 | 3 |  | 380.0 |  | 3.0 | 0.75 | 0.86 | 0.71525 | 1.9517 |  | 0.065 | All Day | 24.0 | 48.36 | 40.1856 | 38.688 | 28.08 | 19.344 | 7.488 | 1.4508 | 3.8688 | 11.7 | 24.18 | 39.78 | 48.36 | 94.3863 | 78.432 | 75.5091 | 54.805 | 37.7545 | 14.6147 | 2.8316 | 7.5509 | 22.8354 | 47.1932 | 77.6404 | 94.3863 | 311.4852 | 607.9394 | 0.015142
5297 | Miscellaneous electricity | Boiler Pump | BP4 | Heating 1 | 3.0 | 2.2 | 3 |  | 380.0 |  | 3.0 | 0.75 | 0.86 | 0.71525 | 1.9517 |  | 0.065 | All Day | 24.0 | 48.36 | 40.1856 | 38.688 | 28.08 | 19.344 | 7.488 | 1.4508 | 3.8688 | 11.7 | 24.18 | 39.78 | 48.36 | 94.3863 | 78.432 | 75.5091 | 54.805 | 37.7545 | 14.6147 | 2.8316 | 7.5509 | 22.8354 | 47.1932 | 77.6404 | 94.3863 | 311.4852 | 607.9394 | 0.015142
5298 | Miscellaneous electricity | Boiler Pump | BP5 | Heating 1 | 3.0 | 2.2 | 3 |  | 380.0 |  | 3.0 | 0.75 | 0.86 | 0.71525 | 1.9517 |  | 0.065 | All Day | 24.0 | 48.36 | 40.1856 | 38.688 | 28.08 | 19.344 | 7.488 | 1.4508 | 3.8688 | 11.7 | 24.18 | 39.78 | 48.36 | 94.3863 | 78.432 | 75.5091 | 54.805 | 37.7545 | 14.6147 | 2.8316 | 7.5509 | 22.8354 | 47.1932 | 77.6404 | 94.3863 | 311.4852 | 607.9394 | 0.015142
5299 | Ventilation | Boiler Burner Fan | BRN-1A | Heating 1 | 3.0 | [5 empty] | 3.0 | 0.75 | 0.86 | 0.71525 | 1.9517 |  | 0.65 | All Day | 24.0 | 483.6 | 393.12 | 386.88 | 304.2 | 193.44 | 163.8 | 96.72 | 96.72 | 140.4 | 241.8 | 397.8 | 483.6 | 943.8635 | 767.2697 | 755.0908 | 593.7206 | 377.5454 | 319.6957 | 188.7727 | 188.7727 | 274.0249 | 471.9317 | 776.4038 | 943.8635 | 3382.08 | 6600.955 | 0.11814
5300 | Ventilation | Boiler Burner Fan | BRN-2A | Heating 1 | 3.0 | [5 empty] | 3.0 | 0.75 | 0.86 | 0.71525 | 1.9517 |  | 0.65 | All Day | 24.0 | 483.6 | 393.12 | 386.88 | 304.2 | 193.44 | 163.8 | 96.72 | 96.72 | 140.4 | 241.8 | 397.8 | 483.6 | 943.8635 | 767.2697 | 755.0908 | 593.7206 | 377.5454 | 319.6957 | 188.7727 | 188.7727 | 274.0249 | 471.9317 | 776.4038 | 943.8635 | 3382.08 | 6600.955 | 0.11814
5301 | Ventilation | Boiler Burner Fan | BRN-1A | Heating 1 | 3.0 | [5 empty] | 3.0 | 0.75 | 0.86 | 0.71525 | 1.9517 |  | 0.65 | All Day | 24.0 | 483.6 | 393.12 | 386.88 | 304.2 | 193.44 | 163.8 | 96.72 | 96.72 | 140.4 | 241.8 | 397.8 | 483.6 | 943.8635 | 767.2697 | 755.0908 | 593.7206 | 377.5454 | 319.6957 | 188.7727 | 188.7727 | 274.0249 | 471.9317 | 776.4038 | 943.8635 | 3382.08 | 6600.955 | 0.11814
5302 | Ventilation | Boiler Burner Fan | BRN-2A | Heating 1 | 3.0 | [5 empty] | 3.0 | 0.75 | 0.86 | 0.71525 | 1.9517 |  | 0.65 | All Day | 24.0 | 483.6 | 393.12 | 386.88 | 304.2 | 193.44 | 163.8 | 96.72 | 96.72 | 140.4 | 241.8 | 397.8 | 483.6 | 943.8635 | 767.2697 | 755.0908 | 593.7206 | 377.5454 | 319.6957 | 188.7727 | 188.7727 | 274.0249 | 471.9317 | 776.4038 | 943.8635 | 3382.08 | 6600.955 | 0.11814
5303 | AC system | Compressor Fan | CU-1 | Cooling 1 | 3.0 | [5 empty] | 3.0 | 0.75 | 0.86 | 0.71525 | 1.9517 |  | 0.35 | All Day | 24.0 | 0 | 0 | 0 | 0 | 156.24 | 252 | 260.4 | 260.4 | 126 | 0 | 0 | 0 | 0 | 0 | 0 | 0 | 304.9405 | 491.8395 | 508.2342 | 508.2342 | 245.9198 | 0 | 0 | 0 | 1055.04 | 2059.1682 | 0.25846
5304 | Pump | Boiler Pump | P-B02 | Heating 1 | 3.0 | [5 empty] | 3.0 | 0.75 | 0.86 | 0.71525 | 1.9517 |  | 0.1 | All Day | 24.0 | 63.24 | 47.04 | 11.16 | 2.16 | 1.488 | 0.72 | 0 | 0 | 10.08 | 14.88 | 47.52 | 74.4 | 123.4283 | 91.81 | 21.7815 | 4.2158 | 2.9042 | 1.4053 | 0 | 0 | 19.6736 | 29.042 | 92.7469 | 145.2098 | 272.688 | 532.2172 | 0.027334
5305 | Pump | Water Park Pump |  | Pool Pump | 3.0 | [5 empty] | 3.0 | 0.75 | 0.86 | 0.71525 | 1.9517 |  | 1 | All Day | 24.0 | 0 | 0 | 0 | 0 | 223.2 | 720 | 669.6 | 446.4 | 36 | 0 | 0 | 0 | 0 | 0 | 0 | 0 | 435.6293 | 1405.2558 | 1306.8879 | 871.2586 | 70.2628 | 0 | 0 | 0 | 2095.2 | 4089.2944 | 6.3752
5306 | Pump | Pump | P-8 | Cooling 1 | 3.0 | [5 empty] | 3.0 | 0.75 | 0.86 | 0.71525 | 1.9517 |  | 1 | CHW System | 8.314285714285720 | 0 | 23.28 | 25.7743 | 74.8286 | 77.3229 | 74.8286 | 257.7429 | 206.1943 | 249.4286 | 77.3229 | 24.9429 | 0 | 0 | 45.4366 | 50.3048 | 146.0462 | 150.9144 | 146.0462 | 503.0481 | 402.4385 | 486.8208 | 150.9144 | 48.6821 | 0 | 1091.6657 | 2130.6522 | 0.26242
5307 | Ventilation | Supply Fan | AHU-1 | Uniform | 3.0 | [5 empty] | 3.0 | 0.75 | 0.86 | 0.71525 | 1.9517 |  | 1 | Stores AHU-1 | 10.928571428571400 | 338.7857 | 306 | 338.7857 | 327.8571 | 338.7857 | 327.8571 | 338.7857 | 338.7857 | 327.8571 | 338.7857 | 327.8571 | 338.7857 | 661.223 | 597.2337 | 661.223 | 639.8933 | 661.223 | 639.8933 | 661.223 | 661.223 | 639.8933 | 661.223 | 639.8933 | 661.223 | 3988.9286 | 7785.3681 | 0.05416
5308 | Ventilation | Supply Fan | RTU-2 | Uniform | 3.0 | [5 empty] | 3.0 | 0.75 | 0.86 | 0.71525 | 1.9517 |  | 1 | RTU-2 | 10.928571428571400 | 338.7857 | 306 | 338.7857 | 327.8571 | 338.7857 | 327.8571 | 338.7857 | 338.7857 | 327.8571 | 338.7857 | 327.8571 | 338.7857 | 661.223 | 597.2337 | 661.223 | 639.8933 | 661.223 | 639.8933 | 661.223 | 661.223 | 639.8933 | 661.223 | 639.8933 | 661.223 | 3988.9286 | 7785.3681 | 0.77951
5309 | Ventilation | Exhaust Fan | F-3 | Uniform | 3.0 | [5 empty] | 3.0 | 0.75 | 0.86 | 0.71525 | 1.9517 |  | 1 | AH-1 | 9.028571428571430 | 279.8857 | 252.8 | 279.8857 | 270.8571 | 279.8857 | 270.8571 | 279.8857 | 279.8857 | 270.8571 | 279.8857 | 270.8571 | 279.8857 | 546.2653 | 493.4009 | 546.2653 | 528.6439 | 546.2653 | 528.6439 | 546.2653 | 546.2653 | 528.6439 | 546.2653 | 528.6439 | 546.2653 | 3295.4286 | 6431.8336 | 0.79219
5310 | Ventilation | Exhaust Fan | F-4 | Uniform | 3.0 | [5 empty] | 3.0 | 0.75 | 0.86 | 0.71525 | 1.9517 |  | 1 | AH-1 | 9.028571428571430 | 279.8857 | 252.8 | 279.8857 | 270.8571 | 279.8857 | 270.8571 | 279.8857 | 279.8857 | 270.8571 | 279.8857 | 270.8571 | 279.8857 | 546.2653 | 493.4009 | 546.2653 | 528.6439 | 546.2653 | 528.6439 | 546.2653 | 546.2653 | 528.6439 | 546.2653 | 528.6439 | 546.2653 | 3295.4286 | 6431.8336 | 0.79219
5311 | Ventilation | Boiler Burner Fan | BRN-1B | Heating 1 | 3.0 | [5 empty] | 3.0 | 0.75 | 0.86 | 0.71525 | 1.9517 |  | 0.45 | All Day | 24.0 | 334.8 | 272.16 | 267.84 | 210.6 | 133.92 | 113.4 | 66.96 | 66.96 | 97.2 | 167.4 | 275.4 | 334.8 | 653.444 | 531.1867 | 522.7552 | 411.0373 | 261.3776 | 221.3278 | 130.6888 | 130.6888 | 189.7095 | 326.722 | 537.5103 | 653.444 | 2341.44 | 4569.8919 | 0.081788
5312 | Ventilation | Boiler Burner Fan | BRN-1B | Heating 1 | 3.0 | [5 empty] | 3.0 | 0.75 | 0.86 | 0.71525 | 1.9517 |  | 0.45 | All Day | 24.0 | 334.8 | 272.16 | 267.84 | 210.6 | 133.92 | 113.4 | 66.96 | 66.96 | 97.2 | 167.4 | 275.4 | 334.8 | 653.444 | 531.1867 | 522.7552 | 411.0373 | 261.3776 | 221.3278 | 130.6888 | 130.6888 | 189.7095 | 326.722 | 537.5103 | 653.444 | 2341.44 | 4569.8919 | 0.081788
5313 | Ventilation | Supply Fan | AHU-5 | Uniform | 3.0 | [5 empty] | 3.0 | 0.75 | 0.86 | 0.71525 | 1.9517 |  | 1 | AHU5 AHU6 | 7.142857142857140 | 221.4286 | 180 | 221.4286 | 214.2857 | 199.2857 | 85.7143 | 44.2857 | 22.1429 | 128.5714 | 221.4286 | 214.2857 | 221.4286 | 432.1719 | 351.314 | 432.1719 | 418.2309 | 388.9547 | 167.2924 | 86.4344 | 43.2172 | 250.9385 | 432.1719 | 418.2309 | 432.1719 | 1974.2857 | 3853.3007 | 1.6738
5314 | Pump | Raditaion Pump | P-3 | Heating 1 | 3.0 | [5 empty] | 3.0 | 0.75 | 0.86 | 0.71525 | 1.9517 |  | 0.3 | All Day | 24.0 | 223.2 | 161.28 | 145.08 | 133.7066 | 93.744 | 64.8 | 44.64 | 33.48 | 54 | 118.296 | 172.8 | 223.2 | 435.6293 | 314.7773 | 283.159 | 260.9612 | 182.9643 | 126.473 | 87.1259 | 65.3444 | 105.3942 | 230.8835 | 337.2614 | 435.6293 | 1468.2266 | 2865.6028 | 0.22214
5315 | Pump | Raditaion Pump | P-4 | Heating 1 | 3.0 | [5 empty] | 3.0 | 0.75 | 0.86 | 0.71525 | 1.9517 |  | 0.3 | All Day | 24.0 | 223.2 | 161.28 | 145.08 | 133.7066 | 93.744 | 64.8 | 44.64 | 33.48 | 54 | 118.296 | 172.8 | 223.2 | 435.6293 | 314.7773 | 283.159 | 260.9612 | 182.9643 | 126.473 | 87.1259 | 65.3444 | 105.3942 | 230.8835 | 337.2614 | 435.6293 | 1468.2266 | 2865.6028 | 0.22214
5316 | Pump | Raditaion Pump | P-5 | Heating 1 | 3.0 | [5 empty] | 3.0 | 0.75 | 0.86 | 0.71525 | 1.9517 |  | 0.3 | All Day | 24.0 | 223.2 | 161.28 | 145.08 | 133.7066 | 93.744 | 64.8 | 44.64 | 33.48 | 54 | 118.296 | 172.8 | 223.2 | 435.6293 | 314.7773 | 283.159 | 260.9612 | 182.9643 | 126.473 | 87.1259 | 65.3444 | 105.3942 | 230.8835 | 337.2614 | 435.6293 | 1468.2266 | 2865.6028 | 0.22214
5317 | Ventilation | Supply Fan | SF-13 | Uniform | 3.0 | [5 empty] | 3.0 | 0.75 | 0.86 | 0.71525 | 1.9517 |  | 1 | Occupied | 8.571428571428570 | 265.7143 | 240 | 265.7143 | 257.1429 | 265.7143 | 257.1429 | 265.7143 | 265.7143 | 257.1429 | 265.7143 | 257.1429 | 265.7143 | 518.6063 | 468.4186 | 518.6063 | 501.8771 | 518.6063 | 501.8771 | 518.6063 | 518.6063 | 501.8771 | 518.6063 | 501.8771 | 518.6063 | 3128.5714 | 6106.1711 | 1.7702
5318 | Pump | Pump | P-5 | Heating 1 | 3.0 | [5 empty] | 3.0 | 0.75 | 0.86 | 0.71525 | 1.9517 | 1 | 1 | AH-1 | 9.028571429 | 279.8857 | 252.8 | 209.9143 | 135.4286 | 111.9543 | 54.1714 | 6.9971 | 6.9971 | 6.7714 | 55.9771 | 108.3429 | 279.8857 | 546.2653 | 493.4009 | 409.699 | 264.3219 | 218.5061 | 105.7288 | 13.6566 | 13.6566 | 13.2161 | 109.2531 | 211.4575 | 546.2653 | 1509.1257 | 2945.4273 | 0.36278
5319 | Pump | Pump | P-6 | Heating 1 | 3.0 | [5 empty] | 3.0 | 0.75 | 0.86 | 0.71525 | 1.9517 |  | 1 | AH-1 | 9.028571429 | 279.8857 | 252.8 | 209.9143 | 135.4286 | 111.9543 | 54.1714 | 6.9971 | 6.9971 | 6.7714 | 55.9771 | 108.3429 | 279.8857 | 546.2653 | 493.4009 | 409.699 | 264.3219 | 218.5061 | 105.7288 | 13.6566 | 13.6566 | 13.2161 | 109.2531 | 211.4575 | 546.2653 | 1509.1257 | 2945.4273 | 0.36278
5320 | Pump | HW Circ Pump-3 | HW P-3 | Heating 1 | 3.0 | [5 empty] | 3.0 | 0.75 | 0.86 | 0.71525 | 1.9517 |  | 0.6 | Occupied | 17.5 | 325.5 | 264.6 | 227.85 | 157.5 | 97.65 | 31.5 | 0 | 32.55 | 63 | 162.75 | 252 | 325.5 | 635.2927 | 516.4315 | 444.7049 | 307.3997 | 190.5878 | 61.4799 | 0 | 63.5293 | 122.9599 | 317.6464 | 491.8395 | 635.2927 | 1940.4 | 3787.1644 | 1.6451
5321 | Ventilation | Supply Fan | AHU-8 | Uniform | 3.0 | [5 empty] | 3.0 | 0.75 | 0.86 | 0.71525 | 1.9517 |  | 1 | All Day | 24.0 | 744 | 604.8 | 744 | 720 | 669.6 | 288 | 148.8 | 74.4 | 432 | 744 | 720 | 744 | 1452.0977 | 1180.4149 | 1452.0977 | 1405.2558 | 1306.8879 | 562.1023 | 290.4195 | 145.2098 | 843.1535 | 1452.0977 | 1405.2558 | 1452.0977 | 6633.6 | 12947.0902 | 5.6239
5322 | Ventilation | Supply Fan | AHU-10 | Uniform | 3.0 | [5 empty] | 3.0 | 0.75 | 0.86 | 0.71525 | 1.9517 |  | 1 | All Day | 24.0 | 744 | 604.8 | 744 | 720 | 669.6 | 288 | 148.8 | 74.4 | 432 | 744 | 720 | 744 | 1452.0977 | 1180.4149 | 1452.0977 | 1405.2558 | 1306.8879 | 562.1023 | 290.4195 | 145.2098 | 843.1535 | 1452.0977 | 1405.2558 | 1452.0977 | 6633.6 | 12947.0902 | 5.6239
5323 | Pump | Pump | P-10 | Cooling 1 | 3.0 | [5 empty] | 3.0 | 0.75 | 0.86 | 0.71525 | 1.9517 |  | 1 | Occupied | 18.357142857142900 | 0 | 0 | 0 | 0 | 227.6286 | 165.2143 | 569.0714 | 398.35 | 440.5714 | 113.8143 | 0 | 0 | 0 | 0 | 0 | 0 | 444.2727 | 322.456 | 1110.6819 | 777.4773 | 859.8827 | 222.1364 | 0 | 0 | 1914.65 | 3736.907 | 0.33201
5324 | Heat pump | Blower for HP Air to Water | HP-11 | Heat Pump | 3.0 | [5 empty] | 3.0 | 0.75 | 0.86 | 0.71525 | 1.9517 |  | 0.4 | All Day | 24.0 | 193.44 | 215.04 | 178.56 | 172.8 | 193.44 | 230.4 | 267.84 | 297.6 | 230.4 | 163.68 | 158.4 | 208.32 | 377.5454 | 419.7031 | 348.5034 | 337.2614 | 377.5454 | 449.6819 | 522.7552 | 580.8391 | 449.6819 | 319.4615 | 309.1563 | 406.5873 | 2509.92 | 4898.7218 | 0.092742
5325 | Heat pump | Blower for HP Air to Water | HP-12 | Heat Pump | 3.0 | [5 empty] | 3.0 | 0.75 | 0.86 | 0.71525 | 1.9517 |  | 0.4 | All Day | 24.0 | 193.44 | 215.04 | 178.56 | 172.8 | 193.44 | 230.4 | 267.84 | 297.6 | 230.4 | 163.68 | 158.4 | 208.32 | 377.5454 | 419.7031 | 348.5034 | 337.2614 | 377.5454 | 449.6819 | 522.7552 | 580.8391 | 449.6819 | 319.4615 | 309.1563 | 406.5873 | 2509.92 | 4898.7218 | 0.092742
5326 | Ventilation | Supply Fan | AHU-7 | Uniform | 3.0 | [5 empty] | 3.0 | 0.75 | 0.86 | 0.71525 | 1.9517 |  | 1 | AHU7 | 14.857142857142900 | 460.5714 | 374.4 | 460.5714 | 445.7143 | 414.5143 | 178.2857 | 92.1143 | 46.0571 | 267.4286 | 460.5714 | 445.7143 | 460.5714 | 898.9176 | 730.733 | 898.9176 | 869.9203 | 809.0258 | 347.9681 | 179.7835 | 89.8918 | 521.9522 | 898.9176 | 869.9203 | 898.9176 | 4106.5143 | 8014.8654 | 3.4815
5327 | Pump | AHU Preheat | Glycol P1 | Heating 1 | 3.0 |  | 3 |  | 440.0 |  | 3.0 | 0.75 | 0.86 | 0.71525 | 1.9517 |  | 0.5 | All Day | 24.0 | 372 | 309.12 | 297.6 | 216 | 148.8 | 57.6 | 11.16 | 29.76 | 90 | 186 | 306 | 372 | 726.0488 | 603.3232 | 580.8391 | 421.5767 | 290.4195 | 112.4205 | 21.7815 | 58.0839 | 175.657 | 363.0244 | 597.2337 | 726.0488 | 2396.04 | 4676.4571 | 0.11647
5328 | Pump | AHU Preheat | Glycol P2 | Heating 1 | 3.0 |  | 3 |  | 440.0 |  | 3.0 | 0.75 | 0.86 | 0.71525 | 1.9517 |  | 0.5 | All Day | 24.0 | 372 | 309.12 | 297.6 | 216 | 148.8 | 57.6 | 11.16 | 29.76 | 90 | 186 | 306 | 372 | 726.0488 | 603.3232 | 580.8391 | 421.5767 | 290.4195 | 112.4205 | 21.7815 | 58.0839 | 175.657 | 363.0244 | 597.2337 | 726.0488 | 2396.04 | 4676.4571 | 0.11647
5329 | Ventilation |  | AHU-2 | Uniform | 3.0 | [5 empty] | 3.0 | 0.75 | 0.86 | 0.71525 | 1.9517 |  | 1 | Galleria | 13.928571428571400 | 431.7857 | 390 | 431.7857 | 417.8571 | 431.7857 | 417.8571 | 431.7857 | 431.7857 | 417.8571 | 431.7857 | 417.8571 | 431.7857 | 842.7353 | 761.1802 | 842.7353 | 815.5502 | 842.7353 | 815.5502 | 842.7353 | 842.7353 | 815.5502 | 842.7353 | 815.5502 | 842.7353 | 5083.9286 | 9922.528 | 2.1375
5330 | Ventilation |  | AHU-3 | Uniform | 3.0 | [5 empty] | 3.0 | 0.75 | 0.86 | 0.71525 | 1.9517 |  | 1 | Galleria | 13.928571428571400 | 431.7857 | 390 | 431.7857 | 417.8571 | 431.7857 | 417.8571 | 431.7857 | 431.7857 | 417.8571 | 431.7857 | 417.8571 | 431.7857 | 842.7353 | 761.1802 | 842.7353 | 815.5502 | 842.7353 | 815.5502 | 842.7353 | 842.7353 | 815.5502 | 842.7353 | 815.5502 | 842.7353 | 5083.9286 | 9922.528 | 2.1527
5331 | Ventilation |  | AHU-2 | Uniform | 3.0 | [5 empty] | 3.0 | 0.75 | 0.86 | 0.71525 | 1.9517 |  | 1 | Galleria | 13.928571428571400 | 431.7857 | 390 | 431.7857 | 417.8571 | 431.7857 | 417.8571 | 431.7857 | 431.7857 | 417.8571 | 431.7857 | 417.8571 | 431.7857 | 842.7353 | 761.1802 | 842.7353 | 815.5502 | 842.7353 | 815.5502 | 842.7353 | 842.7353 | 815.5502 | 842.7353 | 815.5502 | 842.7353 | 5083.9286 | 9922.528 | 2.1375
5332 | Ventilation |  | AHU-3 | Uniform | 3.0 | [5 empty] | 3.0 | 0.75 | 0.86 | 0.71525 | 1.9517 |  | 1 | Galleria | 13.928571428571400 | 431.7857 | 390 | 431.7857 | 417.8571 | 431.7857 | 417.8571 | 431.7857 | 431.7857 | 417.8571 | 431.7857 | 417.8571 | 431.7857 | 842.7353 | 761.1802 | 842.7353 | 815.5502 | 842.7353 | 815.5502 | 842.7353 | 842.7353 | 815.5502 | 842.7353 | 815.5502 | 842.7353 | 5083.9286 | 9922.528 | 2.1527
5333 | Ventilation | Supply Fan | AHU-1 | Spring | 3.0 | [5 empty] | 3.0 | 0.75 | 0.86 | 0.71525 | 1.9517 |  | 1 | HA-AH1-Spr | 6.428571428571430 | 199.2857 | 180 | 199.2857 | 192.8571 | 0 | 0 | 0 | 0 | 0 | 0 | 0 | 0 | 388.9547 | 351.314 | 388.9547 | 376.4078 | 0 | 0 | 0 | 0 | 0 | 0 | 0 | 0 | 771.4286 | 1505.6312 | 0.072183
5334 | Ventilation | Boiler Burner Fan | BRN-2B | Heating 1 | 3.0 | [5 empty] | 3.0 | 0.75 | 0.86 | 0.71525 | 1.9517 |  | 0.4 | All Day | 24.0 | 297.6 | 241.92 | 238.08 | 187.2 | 119.04 | 100.8 | 59.52 | 59.52 | 86.4 | 148.8 | 244.8 | 297.6 | 580.8391 | 472.166 | 464.6713 | 365.3665 | 232.3356 | 196.7358 | 116.1678 | 116.1678 | 168.6307 | 290.4195 | 477.787 | 580.8391 | 2081.28 | 4062.1261 | 0.0727
5335 | Ventilation | Boiler Burner Fan | BRN-2B | Heating 1 | 3.0 | [5 empty] | 3.0 | 0.75 | 0.86 | 0.71525 | 1.9517 |  | 0.4 | All Day | 24.0 | 297.6 | 241.92 | 238.08 | 187.2 | 119.04 | 100.8 | 59.52 | 59.52 | 86.4 | 148.8 | 244.8 | 297.6 | 580.8391 | 472.166 | 464.6713 | 365.3665 | 232.3356 | 196.7358 | 116.1678 | 116.1678 | 168.6307 | 290.4195 | 477.787 | 580.8391 | 2081.28 | 4062.1261 | 0.0727
5336 | Ventilation | Supply Fan | Furnace | Heating 1 | 3.0 | [5 empty] | 3.0 | 0.75 | 0.86 | 0.71525 | 1.9517 |  | 0.2 | All Day | 24.0 | 208.32 | 147.84 | 104.16 | 50.4 | 14.88 | 14.4 | 3.72 | 3.72 | 28.8 | 59.52 | 144 | 178.56 | 406.5873 | 288.5459 | 203.2937 | 98.3679 | 29.042 | 28.1051 | 7.2605 | 7.2605 | 56.2102 | 116.1678 | 281.0512 | 348.5034 | 958.32 | 1870.3955 | 0.60927
5337 | Ventilation | Supply Fan | Furnace | Heating 1 | 3.0 | [5 empty] | 3.0 | 0.75 | 0.86 | 0.71525 | 1.9517 |  | 0.2 | All Day | 24.0 | 208.32 | 147.84 | 104.16 | 50.4 | 14.88 | 14.4 | 3.72 | 3.72 | 28.8 | 59.52 | 144 | 178.56 | 406.5873 | 288.5459 | 203.2937 | 98.3679 | 29.042 | 28.1051 | 7.2605 | 7.2605 | 56.2102 | 116.1678 | 281.0512 | 348.5034 | 958.32 | 1870.3955 | 0.60927
5338 | Pump | Pump | P-10 | Uniform | 3.0 | [5 empty] | 3.0 | 0.75 | 0.86 | 0.71525 | 1.9517 |  | 1 | Occupied | 16.523809523809500 | 512.2381 | 462.6667 | 512.2381 | 495.7143 | 512.2381 | 495.7143 | 512.2381 | 512.2381 | 495.7143 | 512.2381 | 495.7143 | 512.2381 | 999.7577 | 903.007 | 999.7577 | 967.5075 | 999.7577 | 967.5075 | 999.7577 | 999.7577 | 967.5075 | 999.7577 | 967.5075 | 999.7577 | 6031.1905 | 11771.3409 | 1.0457
5339 | Pump | Pump | P-10 | Uniform | 3.0 | [5 empty] | 3.0 | 0.75 | 0.86 | 0.71525 | 1.9517 |  | 1 | Occupied | 16.523809523809500 | 512.2381 | 462.6667 | 512.2381 | 495.7143 | 512.2381 | 495.7143 | 512.2381 | 512.2381 | 495.7143 | 512.2381 | 495.7143 | 512.2381 | 999.7577 | 903.007 | 999.7577 | 967.5075 | 999.7577 | 967.5075 | 999.7577 | 999.7577 | 967.5075 | 999.7577 | 967.5075 | 999.7577 | 6031.1905 | 11771.3409 | 1.0362
5340 | Ventilation | Exhaust Fan | EF-20 | Cooling 1 | 3.0 | [5 empty] | 3.0 | 0.75 | 0.86 | 0.71525 | 1.9517 | 0.5 | 1 | 24.0 | 24.0 | 0 | 0 | 0 | 0 | 0 | 72 | 595.2 | 744 | 216 | 0 | 0 | 0 | 0 | 0 | 0 | 0 | 0 | 35.1314 | 290.4195 | 363.0244 | 105.3942 | 0 | 0 | 0 | 1627.2 | 793.9695 | 0.23207
5341 | Pump | Condensate Pump |  | Heating 1 | 3.0 | [5 empty] | 3.0 | 0.75 | 0.86 | 0.71525 | 1.9517 |  | 0.5 | All Day | 24.0 | 372 | 336 | 279 | 180 | 148.8 | 72 | 9.3 | 9.3 | 9 | 74.4 | 144 | 260.4 | 726.0488 | 655.786 | 544.5366 | 351.314 | 290.4195 | 140.5256 | 18.1512 | 18.1512 | 17.5657 | 145.2098 | 281.0512 | 508.2342 | 1894.2 | 3696.9938 | 1.0435
5342 | Pump | Condensate Pump |  | Heating 1 | 3.0 | [5 empty] | 3.0 | 0.75 | 0.86 | 0.71525 | 1.9517 |  | 0.5 | All Day | 24.0 | 372 | 336 | 279 | 180 | 148.8 | 72 | 9.3 | 9.3 | 9 | 74.4 | 144 | 260.4 | 726.0488 | 655.786 | 544.5366 | 351.314 | 290.4195 | 140.5256 | 18.1512 | 18.1512 | 17.5657 | 145.2098 | 281.0512 | 508.2342 | 1894.2 | 3696.9938 | 1.0435
5343 | Pump | HW Pump | P-3A | Heating 1 | 3.0 | [5 empty] | 3.0 | 0.75 | 0.86 | 0.71525 | 1.9517 |  | 0.5 | All Day | 24.0 | 372 | 336 | 279 | 180 | 148.8 | 72 | 9.3 | 9.3 | 9 | 74.4 | 144 | 260.4 | 726.0488 | 655.786 | 544.5366 | 351.314 | 290.4195 | 140.5256 | 18.1512 | 18.1512 | 17.5657 | 145.2098 | 281.0512 | 508.2342 | 1894.2 | 3696.9938 | 0.073987
5344 | Pump | HW Pump | P-3B | Heating 1 | 3.0 | [5 empty] | 3.0 | 0.75 | 0.86 | 0.71525 | 1.9517 |  | 0.5 | All Day | 24.0 | 372 | 336 | 279 | 180 | 148.8 | 72 | 9.3 | 9.3 | 9 | 74.4 | 144 | 260.4 | 726.0488 | 655.786 | 544.5366 | 351.314 | 290.4195 | 140.5256 | 18.1512 | 18.1512 | 17.5657 | 145.2098 | 281.0512 | 508.2342 | 1894.2 | 3696.9938 | 0.073987
5345 | Pump | HW Pump | P-3C | Heating 1 | 3.0 | [5 empty] | 3.0 | 0.75 | 0.86 | 0.71525 | 1.9517 |  | 0.5 | All Day | 24.0 | 372 | 336 | 279 | 180 | 148.8 | 72 | 9.3 | 9.3 | 9 | 74.4 | 144 | 260.4 | 726.0488 | 655.786 | 544.5366 | 351.314 | 290.4195 | 140.5256 | 18.1512 | 18.1512 | 17.5657 | 145.2098 | 281.0512 | 508.2342 | 1894.2 | 3696.9938 | 0.073987
5346 | Pump | HW Pump | P-3D | Heating 1 | 3.0 | [5 empty] | 3.0 | 0.75 | 0.86 | 0.71525 | 1.9517 |  | 0.5 | All Day | 24.0 | 372 | 336 | 279 | 180 | 148.8 | 72 | 9.3 | 9.3 | 9 | 74.4 | 144 | 260.4 | 726.0488 | 655.786 | 544.5366 | 351.314 | 290.4195 | 140.5256 | 18.1512 | 18.1512 | 17.5657 | 145.2098 | 281.0512 | 508.2342 | 1894.2 | 3696.9938 | 0.073987
5347 | Pump | Condensate Pump | CR-B01 | Heating 1 | 3.0 | [5 empty] | 3.0 | 0.75 | 0.86 | 0.71525 | 1.9517 |  | 0.5 | All Day | 24.0 | 372 | 336 | 279 | 180 | 148.8 | 72 | 9.3 | 9.3 | 9 | 74.4 | 144 | 260.4 | 726.0488 | 655.786 | 544.5366 | 351.314 | 290.4195 | 140.5256 | 18.1512 | 18.1512 | 17.5657 | 145.2098 | 281.0512 | 508.2342 | 1894.2 | 3696.9938 | 0.073987
5348 | Pump | Condensate Pump | CR-B02 | Heating 1 | 3.0 | [5 empty] | 3.0 | 0.75 | 0.86 | 0.71525 | 1.9517 |  | 0.5 | All Day | 24.0 | 372 | 336 | 279 | 180 | 148.8 | 72 | 9.3 | 9.3 | 9 | 74.4 | 144 | 260.4 | 726.0488 | 655.786 | 544.5366 | 351.314 | 290.4195 | 140.5256 | 18.1512 | 18.1512 | 17.5657 | 145.2098 | 281.0512 | 508.2342 | 1894.2 | 3696.9938 | 0.073987
5349 | Fan Coil Unit | Supply Fan | FC-107 | Fan Coil | 3.0 | [5 empty] | 3.0 | 0.75 | 0.86 | 0.71525 | 1.9517 |  | 1 | All Day | 24.0 | 148.8 | 201.6 | 297.6 | 360 | 372 | 720 | 744 | 744 | 720 | 446.4 | 216 | 74.4 | 290.4195 | 393.4716 | 580.8391 | 702.6279 | 726.0488 | 1405.2558 | 1452.0977 | 1452.0977 | 1405.2558 | 871.2586 | 421.5767 | 145.2098 | 5044.8 | 9846.1591 | 0.2304
5350 | Fan Coil Unit | Supply Fan | FC-111 | Fan Coil | 3.0 | [5 empty] | 3.0 | 0.75 | 0.86 | 0.71525 | 1.9517 |  | 1 | All Day | 24.0 | 148.8 | 201.6 | 297.6 | 360 | 372 | 720 | 744 | 744 | 720 | 446.4 | 216 | 74.4 | 290.4195 | 393.4716 | 580.8391 | 702.6279 | 726.0488 | 1405.2558 | 1452.0977 | 1452.0977 | 1405.2558 | 871.2586 | 421.5767 | 145.2098 | 5044.8 | 9846.1591 | 0.2304
5351 | Ventilation | Supply Fan | R-AHU6 | Cooling 1 | 3.0 | [5 empty] | 3.0 | 0.75 | 0.86 | 0.71525 | 1.9517 |  | 1 | All Day | 24.0 | 148.8 | 134.4 | 148.8 | 216 | 372 | 576 | 744 | 744 | 504 | 297.6 | 216 | 223.2 | 290.4195 | 262.3144 | 290.4195 | 421.5767 | 726.0488 | 1124.2047 | 1452.0977 | 1452.0977 | 983.6791 | 580.8391 | 421.5767 | 435.6293 | 4324.8 | 8440.9033 | 2.9642
5352 | Ventilation | Supply Fan | SF-1 | Uniform | 3.0 | [5 empty] | 3.0 | 0.75 | 0.86 | 0.71525 | 1.9517 |  | 1 | All Day | 24.0 | 744 | 672 | 744 | 720 | 744 | 720 | 744 | 669.6 | 720 | 744 | 720 | 744 | 1452.0977 | 1311.5721 | 1452.0977 | 1405.2558 | 1452.0977 | 1405.2558 | 1452.0977 | 1306.8879 | 1405.2558 | 1452.0977 | 1405.2558 | 1452.0977 | 8685.6 | 16952.0693 | 0.39668
5353 | Ventilation | Supply Fan | SF-2 | Uniform | 3.0 | [5 empty] | 3.0 | 0.75 | 0.86 | 0.71525 | 1.9517 |  | 1 | All Day | 24.0 | 744 | 672 | 744 | 720 | 744 | 720 | 744 | 669.6 | 720 | 744 | 720 | 744 | 1452.0977 | 1311.5721 | 1452.0977 | 1405.2558 | 1452.0977 | 1405.2558 | 1452.0977 | 1306.8879 | 1405.2558 | 1452.0977 | 1405.2558 | 1452.0977 | 8685.6 | 16952.0693 | 0.39668
5354 | Ventilation | Supply Fan | SF-3 | Uniform | 3.0 | [5 empty] | 3.0 | 0.75 | 0.86 | 0.71525 | 1.9517 |  | 1 | All Day | 24.0 | 744 | 672 | 744 | 720 | 744 | 720 | 744 | 669.6 | 720 | 744 | 720 | 744 | 1452.0977 | 1311.5721 | 1452.0977 | 1405.2558 | 1452.0977 | 1405.2558 | 1452.0977 | 1306.8879 | 1405.2558 | 1452.0977 | 1405.2558 | 1452.0977 | 8685.6 | 16952.0693 | 0.39668
5355 | Ventilation | Supply Fan | SF-4 | Uniform | 3.0 | [5 empty] | 3.0 | 0.75 | 0.86 | 0.71525 | 1.9517 |  | 1 | All Day | 24.0 | 744 | 672 | 744 | 720 | 744 | 720 | 744 | 669.6 | 720 | 744 | 720 | 744 | 1452.0977 | 1311.5721 | 1452.0977 | 1405.2558 | 1452.0977 | 1405.2558 | 1452.0977 | 1306.8879 | 1405.2558 | 1452.0977 | 1405.2558 | 1452.0977 | 8685.6 | 16952.0693 | 0.39668
5356 | Ventilation | Supply Fan | AHU-16 | Uniform | 3.0 | [5 empty] | 3.0 | 0.75 | 0.86 | 0.71525 | 1.9517 |  | 1 | AHU-16,22 | 7.857142857142860 | 243.5714 | 220 | 243.5714 | 235.7143 | 243.5714 | 235.7143 | 243.5714 | 243.5714 | 235.7143 | 243.5714 | 235.7143 | 243.5714 | 493.7913 | 429.3837 | 450.8529 | 472.3221 | 472.3221 | 450.8529 | 493.7913 | 450.8529 | 472.3221 | 493.7913 | 429.3837 | 493.7913 | 2867.8571 | 5603.4576 | 0.84811
5357 | Pump | Pump | CP-3 | Heating 1 | 3.0 | 2.238 |  |  |  |  | 3.0 | 0.75 | 0.86 | 0.71525 | 1.9517 |  | 0.5 |  | 10.714285714285700 | 166.0714 | 135 | 132.8571 | 112.5 | 66.4286 | 32.1429 | 0 | 0 | 32.1429 | 99.6429 | 128.5714 | 166.0714 | 324.1289 | 263.4855 | 259.3032 | 219.5712 | 129.6516 | 62.7346 | 0 | 0 | 62.7346 | 194.4774 | 250.9385 | 324.1289 | 1071.4286 | 2091.1545 | 0.69244
5358 | Pump | Chilled Water Pump | P-6 | Cooling 1 | 3.0 | [5 empty] | 3.0 | 0.75 | 0.86 | 0.71525 | 1.9517 |  | 0.1 | 24.0 | 24.0 | 0 | 0 | 0 | 0 | 0 | 7.2 | 59.52 | 74.4 | 21.6 | 0 | 0 | 0 | 0 | 0 | 0 | 0 | 0 | 14.0526 | 116.1678 | 145.2098 | 42.1577 | 0 | 0 | 0 | 162.72 | 317.5878 | 0.09283
5359 | Ventilation | Supply Fan | AHU-1 | Summer | 3.0 | [5 empty] | 3.0 | 0.75 | 0.86 | 0.71525 | 1.9517 |  | 1 | HA-AH1-Fal | 6.428571428571430 | 0 | 0 | 0 | 0 | 199.2857 | 192.8571 | 199.2857 | 199.2857 | 0 | 0 | 0 | 0 | 0 | 0 | 0 | 0 | 388.9547 | 376.4078 | 388.9547 | 388.9547 | 0 | 0 | 0 | 0 | 790.7143 | 1543.272 | 0.073987
5360 | Ventilation | 2nd Floor AHU-1 | RJH.RP.A1 | Uniform | 3.0 | [5 empty] | 3.0 | 0.75 | 0.86 | 0.71525 | 1.9517 | 0.25 | 1 | All Day | 14.714285714285700 | 456.1429 | 412 | 456.1429 | 441.4286 | 456.1429 | 441.4286 | 456.1429 | 456.1429 | 441.4286 | 456.1429 | 441.4286 | 456.1429 | 55.6421 | 50.2574 | 55.6421 | 53.8472 | 55.6421 | 53.8472 | 55.6421 | 55.6421 | 53.8472 | 55.6421 | 53.8472 | 55.6421 | 5370.7143 | 655.1413 | 0.75865
5361 | Ventilation | 2nd Floor AHU-2 | A2SF | Uniform | 3.0 | [5 empty] | 3.0 | 0.75 | 0.86 | 0.71525 | 1.9517 | 0.25 | 1 | All Day | 14.714285714285700 | 456.1429 | 412 | 456.1429 | 441.4286 | 456.1429 | 441.4286 | 456.1429 | 456.1429 | 441.4286 | 456.1429 | 441.4286 | 456.1429 | 55.6421 | 50.2574 | 55.6421 | 53.8472 | 55.6421 | 53.8472 | 55.6421 | 55.6421 | 53.8472 | 55.6421 | 53.8472 | 55.6421 | 5370.7143 | 655.1413 | 0.75865
5362 | AC system | Compressor Fan | EPU-109 | Cooling 3 | 3.0 | [5 empty] | 3.0 | 0.75 | 0.86 | 0.71525 | 1.9517 |  | 0.35 | All Day | 24.0 | 0 | 0 | 0 | 50.4 | 78.12 | 252 | 338.52 | 260.4 | 100.8 | 52.08 | 0 | 0 | 0 | 0 | 0 | 98.3679 | 152.4703 | 491.8395 | 660.7044 | 508.2342 | 196.7358 | 101.6468 | 0 | 0 | 1132.32 | 2209.999 | 0.27739
5363 | AC system | Compressor Fan | ACC-107 | Cooling 3 | 3.0 | [5 empty] | 3.0 | 0.75 | 0.86 | 0.71525 | 1.9517 |  | 0.35 | All Day | 24.0 | 0 | 0 | 0 | 50.4 | 78.12 | 252 | 338.52 | 260.4 | 100.8 | 52.08 | 0 | 0 | 0 | 0 | 0 | 98.3679 | 152.4703 | 491.8395 | 660.7044 | 508.2342 | 196.7358 | 101.6468 | 0 | 0 | 1132.32 | 2209.999 | 0.27739
5364 | AC system | ACU-102 Condenser | ACC-102 | Cooling 1 | 3.0 | [5 empty] | 3.0 | 0.75 | 0.86 | 0.71525 | 1.9517 |  | 0.45 | All Day | 24.0 | 0 | 0 | 0 | 48.6 | 184.14 | 285.12 | 334.8 | 294.624 | 113.4 | 43.524 | 12.96 | 0 | 0 | 0 | 0 | 94.8548 | 359.3942 | 556.4813 | 653.444 | 575.0307 | 221.3278 | 84.9477 | 25.2946 | 0 | 1317.168 | 2570.775 | 0.35475
5365 | Pump | HW Pump | PHW-1 | Heating 1 | 3.0 | [5 empty] | 3.0 | 0.75 | 0.86 | 0.71525 | 1.9517 |  | 0.4 | All Day | 24.0 | 297.6 | 268.8 | 232.128 | 187.2 | 89.28 | 57.6 | 0 | 0 | 28.8 | 59.52 | 187.2 | 297.6 | 580.8391 | 524.6288 | 453.0545 | 365.3665 | 174.2517 | 112.4205 | 0 | 0 | 56.2102 | 116.1678 | 365.3665 | 580.8391 | 1705.728 | 3329.1447 | 0.96511
5366 | Pump | HW Pump | PHW-2 | Heating 1 | 3.0 | [5 empty] | 3.0 | 0.75 | 0.86 | 0.71525 | 1.9517 |  | 0.4 | All Day | 24.0 | 297.6 | 268.8 | 232.128 | 187.2 | 89.28 | 57.6 | 0 | 0 | 28.8 | 59.52 | 187.2 | 297.6 | 580.8391 | 524.6288 | 453.0545 | 365.3665 | 174.2517 | 112.4205 | 0 | 0 | 56.2102 | 116.1678 | 365.3665 | 580.8391 | 1705.728 | 3329.1447 | 0.96511
5367 | Pump | Pump | P-8 | Cooling 1 | 3.0 | [5 empty] | 3.0 | 0.75 | 0.86 | 0.71525 | 1.9517 |  | 1 | CHW System | 8.314285714 | 0 | 23.28 | 25.7743 | 74.8286 | 77.3229 | 74.8286 | 257.7429 | 206.1943 | 249.4286 | 77.3229 | 24.9429 | 0 | 0 | 45.4366 | 50.3048 | 146.0462 | 150.9144 | 146.0462 | 503.0481 | 402.4385 | 486.8208 | 150.9144 | 48.6821 | 0 | 1091.6657 | 2130.6522 | 0.26242
5368 | Ventilation | Exhaust Fan |  |  | 5.0 | [5 empty] | 5.0 | 0.75 | 0.87 | 0.758 | 3.2155 | [28 empty] | 0 | 0 | 0
5369 | Ventilation | Exhaust Fan |  |  | 5.0 | [5 empty] | 5.0 | 0.75 | 0.87 | 0.758 | 3.2155 | [28 empty] | 0 | 0 | 0
5370 | Ventilation | Exhaust Fan | EF-10 | Uniform | 5.0 | [5 empty] | 5.0 | 0.75 | 0.87 | 0.758 | 3.2155 |  | 0 | 24/7 | 24.0 | 0 | 0 | 0 | 0 | 0 | 0 | 0 | 0 | 0 | 0 | 0 | 0 | 0 | 0 | 0 | 0 | 0 | 0 | 0 | 0 | 0 | 0 | 0 | 0 | 0 | 0 | 0
5371 | Ventilation | Supply Fan | SF-1 | Uniform | 5.0 | [5 empty] | 5.0 | 0.75 | 0.87 | 0.758 | 3.2155 |  | 0 | 24/7 | 24.0 | 0 | 0 | 0 | 0 | 0 | 0 | 0 | 0 | 0 | 0 | 0 | 0 | 0 | 0 | 0 | 0 | 0 | 0 | 0 | 0 | 0 | 0 | 0 | 0 | 0 | 0 | 0
5372 | Ventilation | Supply Fan | SF-2 | Uniform | 5.0 | [5 empty] | 5.0 | 0.75 | 0.87 | 0.758 | 3.2155 |  | 0 | 24/7 | 24.0 | 0 | 0 | 0 | 0 | 0 | 0 | 0 | 0 | 0 | 0 | 0 | 0 | 0 | 0 | 0 | 0 | 0 | 0 | 0 | 0 | 0 | 0 | 0 | 0 | 0 | 0 | 0
5373 | Ventilation | Supply Fan | SF-4 | Uniform | 5.0 | [5 empty] | 5.0 | 0.75 | 0.87 | 0.758 | 3.2155 |  | 0 | 24/7 | 24.0 | 0 | 0 | 0 | 0 | 0 | 0 | 0 | 0 | 0 | 0 | 0 | 0 | 0 | 0 | 0 | 0 | 0 | 0 | 0 | 0 | 0 | 0 | 0 | 0 | 0 | 0 | 0
5374 | Pump | Induction Water | Standby | Cooling 1 | 5.0 |  | 3 |  | 440.0 |  | 5.0 | 0.75 | 0.87 | 0.758 | 3.2155 |  | 0 | All Day | 24.0 | 0 | 0 | 0 | 0 | 0 | 0 | 0 | 0 | 0 | 0 | 0 | 0 | 0 | 0 | 0 | 0 | 0 | 0 | 0 | 0 | 0 | 0 | 0 | 0 | 0 | 0 | 0
5375 | Pump | Heat pump supply (HE side) | P-202 | GEO Estimate | 5.0 | [5 empty] | 5.0 | 0.75 | 0.87 | 0.758 | 3.2155 |  | 0 | 24.0 | 24.0 | [24 empty] | 0 | 0 | 0
5376 | Ventilation | Make Up Air Unit | MUA-1 | Uniform | 5.0 | [5 empty] | 5.0 | 0.75 | 0.87 | 0.758 | 3.2155 |  | 0 |  | 24 | 0 | 0 | 0 | 0 | 0 | 0 | 0 | 0 | 0 | 0 | 0 | 0 | 0 | 0 | 0 | 0 | 0 | 0 | 0 | 0 | 0 | 0 | 0 | 0 | 0 | 0 | 0
5377 | Ventilation | Exhaust Fan | FNE059-VTC | Uniform | 5.0 | [5 empty] | 5.0 | 0.75 | 0.87 | 0.758 | 3.2155 |  | 0 | Bay Hours | 16.0 | 0 | 0 | 0 | 0 | 0 | 0 | 0 | 0 | 0 | 0 | 0 | 0 | 0 | 0 | 0 | 0 | 0 | 0 | 0 | 0 | 0 | 0 | 0 | 0 | 0 | 0 | 0
5378 | Ventilation | Supply Fan ( Makeup Air Unit) | MUA004-VTC | MUAs | 5.0 | [5 empty] | 5.0 | 0.75 | 0.87 | 0.758 | 3.2155 |  | 0 | All Day | 24.0 | 0 | 0 | 0 | 0 | 0 | 0 | 0 | 0 | 0 | 0 | 0 | 0 | 0 | 0 | 0 | 0 | 0 | 0 | 0 | 0 | 0 | 0 | 0 | 0 | 0 | 0 | 0
5379 | Ventilation | Supply Fan | AHU-1 | University | 5.0 | [5 empty] | 5.0 | 0.75 | 0.87 | 0.758 | 3.2155 |  | 1 | AHU-1 | 19.0 | 589 | 532 | 589 | 570 | 589 | 570 | 589 | 589 | 570 | 589 | 570 | 589 | 1893.9397 | 1710.6552 | 1893.9397 | 1832.8448 | 1893.9397 | 1832.8448 | 1893.9397 | 1893.9397 | 1832.8448 | 1893.9397 | 1832.8448 | 1893.9397 | 6935 | 22299.6121 | 9.7511
5380 | Ventilation | Supply Fan | AHU-4 | University | 5.0 | [5 empty] | 5.0 | 0.75 | 0.87 | 0.758 | 3.2155 |  | 1 | AHU-4 | 19.0 | 589 | 532 | 589 | 570 | 589 | 570 | 589 | 589 | 570 | 589 | 570 | 589 | 1893.9397 | 1710.6552 | 1893.9397 | 1832.8448 | 1893.9397 | 1832.8448 | 1893.9397 | 1893.9397 | 1832.8448 | 1893.9397 | 1832.8448 | 1893.9397 | 6935 | 22299.6121 | 9.7511
5381 | Pump | Pump | P1 | Uniform | 5.0 | [5 empty] | 5.0 | 0.75 | 0.87 | 0.758 | 3.2155 | 0.65 | 0.5 | Occupied | 12.0 | 186 | 168 | 186 | 180 | 186 | 180 | 186 | 186 | 180 | 186 | 180 | 186 | 252.6914 | 228.2374 | 252.6914 | 244.5401 | 252.6914 | 244.5401 | 252.6914 | 252.6914 | 244.5401 | 252.6914 | 244.5401 | 252.6914 | 2190 | 2975.2377 | 0.35593
5382 | Pump | Pump | P2 | Uniform | 5.0 | [5 empty] | 5.0 | 0.75 | 0.87 | 0.758 | 3.2155 | 0.65 | 0.5 | Occupied | 12.0 | 186 | 168 | 186 | 180 | 186 | 180 | 186 | 186 | 180 | 186 | 180 | 186 | 252.6914 | 228.2374 | 252.6914 | 244.5401 | 252.6914 | 244.5401 | 252.6914 | 252.6914 | 244.5401 | 252.6914 | 244.5401 | 252.6914 | 2190 | 2975.2377 | 0.35593
5383 | Pump | Pump | P1 | Uniform | 5.0 | [5 empty] | 5.0 | 0.75 | 0.87 | 0.758 | 3.2155 | 0.65 | 0.5 | Occupied | 12.0 | 186 | 168 | 186 | 180 | 186 | 180 | 186 | 186 | 180 | 186 | 180 | 186 | 252.6914 | 228.2374 | 252.6914 | 244.5401 | 252.6914 | 244.5401 | 252.6914 | 252.6914 | 244.5401 | 252.6914 | 244.5401 | 252.6914 | 2190 | 2975.2377 | 0.35593
5384 | Pump | Pump | P2 | Uniform | 5.0 | [5 empty] | 5.0 | 0.75 | 0.87 | 0.758 | 3.2155 | 0.65 | 0.5 | Occupied | 12.0 | 186 | 168 | 186 | 180 | 186 | 180 | 186 | 186 | 180 | 186 | 180 | 186 | 252.6914 | 228.2374 | 252.6914 | 244.5401 | 252.6914 | 244.5401 | 252.6914 | 252.6914 | 244.5401 | 252.6914 | 244.5401 | 252.6914 | 2190 | 2975.2377 | 0.35593
5385 | Pump | Cooling Circulation Pump | P-A3A | Uniform | 5.0 | [5 empty] | 5.0 | 0.75 | 0.87 | 0.758 | 3.2155 | 0.6 | 0.5 | All Day | 24.0 | 372 | 336 | 372 | 360 | 372 | 360 | 372 | 372 | 360 | 372 | 360 | 372 | 430.6221 | 388.949 | 430.6221 | 416.731 | 430.6221 | 416.731 | 430.6221 | 430.6221 | 416.731 | 430.6221 | 416.731 | 430.6221 | 4380 | 5070.2276 | 0.2604
5386 | Pump | Cooling Circulation Pump | P-A3B | Uniform | 5.0 | [5 empty] | 5.0 | 0.75 | 0.87 | 0.758 | 3.2155 | 0.6 | 0.5 | All Day | 24.0 | 372 | 336 | 372 | 360 | 372 | 360 | 372 | 372 | 360 | 372 | 360 | 372 | 430.6221 | 388.949 | 430.6221 | 416.731 | 430.6221 | 416.731 | 430.6221 | 430.6221 | 416.731 | 430.6221 | 416.731 | 430.6221 | 4380 | 5070.2276 | 0.2604
5387 | Ventilation | Exhaust Fan | EF-202 | Uniform | 5.0 | [5 empty] | 5.0 | 0.75 | 0.87 | 0.758 | 3.2155 |  | 1 | DNT | 12.0 | 372 | 336 | 372 | 360 | 372 | 360 | 372 | 372 | 360 | 372 | 360 | 372 | 1196.1724 | 1080.4138 | 1196.1724 | 1157.5862 | 1196.1724 | 1157.5862 | 1196.1724 | 1196.1724 | 1157.5862 | 1196.1724 | 1157.5862 | 1196.1724 | 4380 | 14083.9655 | 0.25206
5388 | Ventilation | Exhaust Fan | EF-209 | Uniform | 5.0 | [5 empty] | 5.0 | 0.75 | 0.87 | 0.758 | 3.2155 |  | 1 | DNT | 12.0 | 372 | 336 | 372 | 360 | 372 | 360 | 372 | 372 | 360 | 372 | 360 | 372 | 1196.1724 | 1080.4138 | 1196.1724 | 1157.5862 | 1196.1724 | 1157.5862 | 1196.1724 | 1196.1724 | 1157.5862 | 1196.1724 | 1157.5862 | 1196.1724 | 4380 | 14083.9655 | 0.25206
5389 | Ventilation | Exhaust Fan | EF-7 | Uniform | 5.0 | [5 empty] | 5.0 | 0.75 | 0.87 | 0.758 | 3.2155 |  | 0.5 | 24/7 | 24.0 | 372 | 336 | 372 | 360 | 372 | 360 | 372 | 372 | 360 | 372 | 360 | 372 | 1196.1724 | 1080.4138 | 1196.1724 | 1157.5862 | 1196.1724 | 1157.5862 | 1196.1724 | 1196.1724 | 1157.5862 | 1196.1724 | 1157.5862 | 1196.1724 | 4380 | 14083.9655 | 1.4102
5390 | Pump | Pump | BP-1 | Uniform | 5.0 | [5 empty] | 5.0 | 0.75 | 0.87 | 0.758 | 3.2155 |  | 0.5 | All Day | 24.0 | 372 | 336 | 372 | 360 | 372 | 360 | 372 | 372 | 360 | 372 | 360 | 372 | 1196.1724 | 1080.4138 | 1196.1724 | 1157.5862 | 1196.1724 | 1157.5862 | 1196.1724 | 1196.1724 | 1157.5862 | 1196.1724 | 1157.5862 | 1196.1724 | 4380 | 14083.9655 | 0.26664
5391 | Ventilation | Exhaust Fan | EF-202 | Uniform | 5.0 | [5 empty] | 5.0 | 0.75 | 0.87 | 0.758 | 3.2155 |  | 1 | DNT | 12.0 | 372 | 336 | 372 | 360 | 372 | 360 | 372 | 372 | 360 | 372 | 360 | 372 | 1196.1724 | 1080.4138 | 1196.1724 | 1157.5862 | 1196.1724 | 1157.5862 | 1196.1724 | 1196.1724 | 1157.5862 | 1196.1724 | 1157.5862 | 1196.1724 | 4380 | 14083.9655 | 0.25206
5392 | Ventilation | Exhaust Fan | EF-209 | Uniform | 5.0 | [5 empty] | 5.0 | 0.75 | 0.87 | 0.758 | 3.2155 |  | 1 | DNT | 12.0 | 372 | 336 | 372 | 360 | 372 | 360 | 372 | 372 | 360 | 372 | 360 | 372 | 1196.1724 | 1080.4138 | 1196.1724 | 1157.5862 | 1196.1724 | 1157.5862 | 1196.1724 | 1196.1724 | 1157.5862 | 1196.1724 | 1157.5862 | 1196.1724 | 4380 | 14083.9655 | 0.25206
5393 | Pump | Pump | P-1 DCW | Uniform | 5.0 | [5 empty] | 5.0 | 0.75 | 0.87 | 0.758 | 3.2155 |  | 1 | All Day | 24.0 | 744 | 672 | 744 | 720 | 744 | 720 | 744 | 744 | 720 | 744 | 720 | 744 | 2392.3448 | 2160.8276 | 2392.3448 | 2315.1724 | 2392.3448 | 2315.1724 | 2392.3448 | 2392.3448 | 2315.1724 | 2392.3448 | 2315.1724 | 2392.3448 | 8760 | 28167.931 | 3.4693
5394 | Ventilation | Supply Fan (SF-3) | AHU-3 | Uniform | 5.0 | [5 empty] | 5.0 | 0.75 | 0.87 | 0.758 | 3.2155 | 1 | 1 | All Day | 24.0 | 744 | 672 | 744 | 720 | 744 | 720 | 744 | 744 | 720 | 744 | 720 | 744 | 2392.3448 | 2160.8276 | 2392.3448 | 2315.1724 | 2392.3448 | 2315.1724 | 2392.3448 | 2392.3448 | 2315.1724 | 2392.3448 | 2315.1724 | 2392.3448 | 8760 | 28167.931 | 2.031
5395 | Pump | Pump | P-7 | Uniform | 5.0 | [5 empty] | 5.0 | 0.75 | 0.87 | 0.758 | 3.2155 |  | 1 | All Day | 24.0 | 744 | 672 | 744 | 720 | 744 | 720 | 744 | 744 | 720 | 744 | 720 | 744 | 2392.3448 | 2160.8276 | 2392.3448 | 2315.1724 | 2392.3448 | 2315.1724 | 2392.3448 | 2392.3448 | 2315.1724 | 2392.3448 | 2315.1724 | 2392.3448 | 8760 | 28167.931 | 2.031
5396 | Ventilation | EF | E-1 | Uniform | 5.0 |  | 3 |  | 208.0 |  | 5.0 | 0.75 | 0.87 | 0.758 | 3.2155 |  | 1 |  | 24.0 | 744 | 672 | 744 | 720 | 744 | 720 | 744 | 744 | 720 | 744 | 720 | 744 | 2392.3448 | 2160.8276 | 2392.3448 | 2315.1724 | 2392.3448 | 2315.1724 | 2392.3448 | 2392.3448 | 2315.1724 | 2392.3448 | 2315.1724 | 2392.3448 | 8760 | 28167.931 | 4.3112
5397 | Ventilation | Return Fan | ME-140 | Uniform | 5.0 | [5 empty] | 5.0 | 0.75 | 0.87 | 0.758 | 3.2155 |  | 1 | All Day | 24.0 | 744 | 672 | 744 | 720 | 744 | 720 | 744 | 744 | 720 | 744 | 720 | 744 | 2392.3448 | 2160.8276 | 2392.3448 | 2315.1724 | 2392.3448 | 2315.1724 | 2392.3448 | 2392.3448 | 2315.1724 | 2392.3448 | 2315.1724 | 2392.3448 | 8760 | 28167.931 | 0.19596
5398 | Ventilation | Supply Fan | AH-5 | Uniform | 5.0 | [5 empty] | 5.0 | 0.75 | 0.87 | 0.758 | 3.2155 |  | 1 | All Day | 24.0 | 744 | 672 | 744 | 720 | 744 | 720 | 744 | 744 | 720 | 744 | 720 | 744 | 2392.3448 | 2160.8276 | 2392.3448 | 2315.1724 | 2392.3448 | 2315.1724 | 2392.3448 | 2392.3448 | 2315.1724 | 2392.3448 | 2315.1724 | 2392.3448 | 8760 | 28167.931 | 0.19596
5399 | Ventilation | Supply Fan | AHU-1 | Uniform | 5.0 | [5 empty] | 5.0 | 0.75 | 0.87 | 0.758 | 3.2155 |  | 1 | All Day | 24.0 | 744 | 672 | 744 | 720 | 744 | 720 | 744 | 744 | 720 | 744 | 720 | 744 | 2392.3448 | 2160.8276 | 2392.3448 | 2315.1724 | 2392.3448 | 2315.1724 | 2392.3448 | 2392.3448 | 2315.1724 | 2392.3448 | 2315.1724 | 2392.3448 | 8760 | 28167.931 | 0.19596
5400 | Ventilation | Supply Fan | RTU-1 | Uniform | 5.0 | [5 empty] | 5.0 | 0.75 | 0.87 | 0.758 | 3.2155 |  | 1 | All Day | 24.0 | 744 | 672 | 744 | 720 | 744 | 720 | 744 | 744 | 720 | 744 | 720 | 744 | 2392.3448 | 2160.8276 | 2392.3448 | 2315.1724 | 2392.3448 | 2315.1724 | 2392.3448 | 2392.3448 | 2315.1724 | 2392.3448 | 2315.1724 | 2392.3448 | 8760 | 28167.931 | 0.19596
5401 | Ventilation | Supply Fan | RTU-1 | Uniform | 5.0 | [5 empty] | 5.0 | 0.75 | 0.87 | 0.758 | 3.2155 |  | 1 | All Day | 24.0 | 744 | 672 | 744 | 720 | 744 | 720 | 744 | 744 | 720 | 744 | 720 | 744 | 2392.3448 | 2160.8276 | 2392.3448 | 2315.1724 | 2392.3448 | 2315.1724 | 2392.3448 | 2392.3448 | 2315.1724 | 2392.3448 | 2315.1724 | 2392.3448 | 8760 | 28167.931 | 0.19596
5402 | Ventilation | Supply Fan | AHU-3 | Uniform | 5.0 | [5 empty] | 5.0 | 0.75 | 0.87 | 0.758 | 3.2155 | 0.83 | 1 | All Day | 24.0 | 744 | 672 | 744 | 720 | 744 | 720 | 744 | 744 | 720 | 744 | 720 | 744 | 1648.0864 | 1488.5941 | 1648.0864 | 1594.9223 | 1648.0864 | 1594.9223 | 1648.0864 | 1648.0864 | 1594.9223 | 1648.0864 | 1594.9223 | 1648.0864 | 8760 | 19404.8877 | 0.9966
5403 | Ventilation | Supply Fan | AHU-4 | Uniform | 5.0 | [5 empty] | 5.0 | 0.75 | 0.87 | 0.758 | 3.2155 | 0.9 | 1 | All Day | 24.0 | 744 | 672 | 744 | 720 | 744 | 720 | 744 | 744 | 720 | 744 | 720 | 744 | 1937.7993 | 1750.2703 | 1937.7993 | 1875.2897 | 1937.7993 | 1875.2897 | 1937.7993 | 1937.7993 | 1875.2897 | 1937.7993 | 1875.2897 | 1937.7993 | 8760 | 22816.0241 | 1.1718
5404 | Ventilation | Supply Fan | AHU-5 | Uniform | 5.0 | [5 empty] | 5.0 | 0.75 | 0.87 | 0.758 | 3.2155 | 0.9 | 1 | All Day | 24.0 | 744 | 672 | 744 | 720 | 744 | 720 | 744 | 744 | 720 | 744 | 720 | 744 | 1937.7993 | 1750.2703 | 1937.7993 | 1875.2897 | 1937.7993 | 1875.2897 | 1937.7993 | 1937.7993 | 1875.2897 | 1937.7993 | 1875.2897 | 1937.7993 | 8760 | 22816.0241 | 1.1718
5405 | Ventilation | Supply Fan | AH-1 | Uniform | 5.0 | [5 empty] | 5.0 | 0.75 | 0.87 | 0.758 | 3.2155 |  | 1 | All Day | 24.0 | 744 | 672 | 744 | 720 | 744 | 720 | 744 | 744 | 720 | 744 | 720 | 744 | 2392.3448 | 2160.8276 | 2392.3448 | 2315.1724 | 2392.3448 | 2315.1724 | 2392.3448 | 2392.3448 | 2315.1724 | 2392.3448 | 2315.1724 | 2392.3448 | 8760 | 28167.931 | 9.1977
5406 | Ventilation | Supply Fan | AH-2 | Uniform | 5.0 | [5 empty] | 5.0 | 0.75 | 0.87 | 0.758 | 3.2155 |  | 1 | All Day | 24.0 | 744 | 672 | 744 | 720 | 744 | 720 | 744 | 744 | 720 | 744 | 720 | 744 | 2392.3448 | 2160.8276 | 2392.3448 | 2315.1724 | 2392.3448 | 2315.1724 | 2392.3448 | 2392.3448 | 2315.1724 | 2392.3448 | 2315.1724 | 2392.3448 | 8760 | 28167.931 | 9.1977
5407 | Ventilation | Supply Fan | AHU-10 | Uniform | 5.0 | [5 empty] | 5.0 | 0.75 | 0.87 | 0.758 | 3.2155 |  | 1 | All Day | 24.0 | 744 | 672 | 744 | 720 | 744 | 720 | 744 | 744 | 720 | 744 | 720 | 744 | 2392.3448 | 2160.8276 | 2392.3448 | 2315.1724 | 2392.3448 | 2315.1724 | 2392.3448 | 2392.3448 | 2315.1724 | 2392.3448 | 2315.1724 | 2392.3448 | 8760 | 28167.931 | 2.1835
5408 | Ventilation | Supply Fan | AHU-11 | Uniform | 5.0 | [5 empty] | 5.0 | 0.75 | 0.87 | 0.758 | 3.2155 |  | 1 | All Day | 24.0 | 744 | 672 | 744 | 720 | 744 | 720 | 744 | 744 | 720 | 744 | 720 | 744 | 2392.3448 | 2160.8276 | 2392.3448 | 2315.1724 | 2392.3448 | 2315.1724 | 2392.3448 | 2392.3448 | 2315.1724 | 2392.3448 | 2315.1724 | 2392.3448 | 8760 | 28167.931 | 2.1835
5409 | Ventilation | Supply Fan | AHU-12 | Uniform | 5.0 | [5 empty] | 5.0 | 0.75 | 0.87 | 0.758 | 3.2155 |  | 1 | All Day | 24.0 | 744 | 672 | 744 | 720 | 744 | 720 | 744 | 744 | 720 | 744 | 720 | 744 | 2392.3448 | 2160.8276 | 2392.3448 | 2315.1724 | 2392.3448 | 2315.1724 | 2392.3448 | 2392.3448 | 2315.1724 | 2392.3448 | 2315.1724 | 2392.3448 | 8760 | 28167.931 | 2.1835
5410 | Ventilation | Supply Fan | AHU-13 | Uniform | 5.0 | [5 empty] | 5.0 | 0.75 | 0.87 | 0.758 | 3.2155 |  | 1 | All Day | 24.0 | 744 | 672 | 744 | 720 | 744 | 720 | 744 | 744 | 720 | 744 | 720 | 744 | 2392.3448 | 2160.8276 | 2392.3448 | 2315.1724 | 2392.3448 | 2315.1724 | 2392.3448 | 2392.3448 | 2315.1724 | 2392.3448 | 2315.1724 | 2392.3448 | 8760 | 28167.931 | 2.1835
5411 | Ventilation | Supply Fan | AHU-3 | Uniform | 5.0 | [5 empty] | 5.0 | 0.75 | 0.87 | 0.758 | 3.2155 |  | 1 | All Day | 24.0 | 744 | 672 | 744 | 720 | 744 | 720 | 744 | 744 | 720 | 744 | 720 | 744 | 2392.3448 | 2160.8276 | 2392.3448 | 2315.1724 | 2392.3448 | 2315.1724 | 2392.3448 | 2392.3448 | 2315.1724 | 2392.3448 | 2315.1724 | 2392.3448 | 8760 | 28167.931 | 5.5839
5412 | Ventilation | Supply Fan | AHU-4 | Uniform | 5.0 | [5 empty] | 5.0 | 0.75 | 0.87 | 0.758 | 3.2155 |  | 1 | All Day | 24.0 | 744 | 672 | 744 | 720 | 744 | 720 | 744 | 744 | 720 | 744 | 720 | 744 | 2392.3448 | 2160.8276 | 2392.3448 | 2315.1724 | 2392.3448 | 2315.1724 | 2392.3448 | 2392.3448 | 2315.1724 | 2392.3448 | 2315.1724 | 2392.3448 | 8760 | 28167.931 | 5.5839
5413 | Ventilation | Return Fan | RF-MS | Uniform | 5.0 | [5 empty] | 5.0 | 0.75 | 0.87 | 0.758 | 3.2155 |  | 1 | All Day | 24.0 | 744 | 672 | 744 | 720 | 744 | 720 | 744 | 744 | 720 | 744 | 720 | 744 | 2392.3448 | 2160.8276 | 2392.3448 | 2315.1724 | 2392.3448 | 2315.1724 | 2392.3448 | 2392.3448 | 2315.1724 | 2392.3448 | 2315.1724 | 2392.3448 | 8760 | 28167.931 | 0.50412
5414 | Pump | Pump | P-1 DCW | Uniform | 5.0 | [5 empty] | 5.0 | 0.75 | 0.87 | 0.758 | 3.2155 |  | 1 | All Day | 24.0 | 744 | 672 | 744 | 720 | 744 | 720 | 744 | 744 | 720 | 744 | 720 | 744 | 2392.3448 | 2160.8276 | 2392.3448 | 2315.1724 | 2392.3448 | 2315.1724 | 2392.3448 | 2392.3448 | 2315.1724 | 2392.3448 | 2315.1724 | 2392.3448 | 8760 | 28167.931 | 3.4693
5415 | Ventilation | Supply Fan | AHU-2 | University | 5.0 | [5 empty] | 5.0 | 0.75 | 0.87 | 0.758 | 3.2155 |  | 1 | AHU-2 | 24.0 | 744 | 672 | 744 | 720 | 744 | 720 | 744 | 744 | 720 | 744 | 720 | 744 | 2392.3448 | 2160.8276 | 2392.3448 | 2315.1724 | 2392.3448 | 2315.1724 | 2392.3448 | 2392.3448 | 2315.1724 | 2392.3448 | 2315.1724 | 2392.3448 | 8760 | 28167.931 | 12.3171
5416 | Pump | Central HWS to other buildings | CHP HWS P1 | Uniform | 5.0 | [5 empty] | 5.0 | 0.75 | 0.87 | 0.758 | 3.2155 |  | 1 | All Day | 24.0 | 744 | 672 | 744 | 720 | 744 | 720 | 744 | 744 | 720 | 744 | 720 | 744 | 2392.3448 | 2160.8276 | 2392.3448 | 2315.1724 | 2392.3448 | 2315.1724 | 2392.3448 | 2392.3448 | 2315.1724 | 2392.3448 | 2315.1724 | 2392.3448 | 8760 | 28167.931 | 10.7215
5417 | Pump | Central HWS to other buildings | CHP HWS P2 | Uniform | 5.0 | [5 empty] | 5.0 | 0.75 | 0.87 | 0.758 | 3.2155 |  | 1 | All Day | 24.0 | 744 | 672 | 744 | 720 | 744 | 720 | 744 | 744 | 720 | 744 | 720 | 744 | 2392.3448 | 2160.8276 | 2392.3448 | 2315.1724 | 2392.3448 | 2315.1724 | 2392.3448 | 2392.3448 | 2315.1724 | 2392.3448 | 2315.1724 | 2392.3448 | 8760 | 28167.931 | 10.7215
5418 | Pump | Tower West HWS | TW DCW P1 | Uniform | 5.0 | [5 empty] | 5.0 | 0.75 | 0.87 | 0.758 | 3.2155 |  | 1 | All Day | 24.0 | 744 | 672 | 744 | 720 | 744 | 720 | 744 | 744 | 720 | 744 | 720 | 744 | 2392.3448 | 2160.8276 | 2392.3448 | 2315.1724 | 2392.3448 | 2315.1724 | 2392.3448 | 2392.3448 | 2315.1724 | 2392.3448 | 2315.1724 | 2392.3448 | 8760 | 28167.931 | 10.7215
5419 | Pump | Tower West DCW | TW HWS P1 | Uniform | 5.0 | [5 empty] | 5.0 | 0.75 | 0.87 | 0.758 | 3.2155 |  | 1 | All Day | 24.0 | 744 | 672 | 744 | 720 | 744 | 720 | 744 | 744 | 720 | 744 | 720 | 744 | 2392.3448 | 2160.8276 | 2392.3448 | 2315.1724 | 2392.3448 | 2315.1724 | 2392.3448 | 2392.3448 | 2315.1724 | 2392.3448 | 2315.1724 | 2392.3448 | 8760 | 28167.931 | 10.7215
5420 | Pump | Tower East DCW | TE DCW P1 | Uniform | 5.0 | [5 empty] | 5.0 | 0.75 | 0.87 | 0.758 | 3.2155 |  | 1 | All Day | 24.0 | 744 | 672 | 744 | 720 | 744 | 720 | 744 | 744 | 720 | 744 | 720 | 744 | 2392.3448 | 2160.8276 | 2392.3448 | 2315.1724 | 2392.3448 | 2315.1724 | 2392.3448 | 2392.3448 | 2315.1724 | 2392.3448 | 2315.1724 | 2392.3448 | 8760 | 28167.931 | 10.7215
5421 | Pump | Tower East HWS | TE HWS P1 | Uniform | 5.0 | [5 empty] | 5.0 | 0.75 | 0.87 | 0.758 | 3.2155 |  | 1 | All Day | 24.0 | 744 | 672 | 744 | 720 | 744 | 720 | 744 | 744 | 720 | 744 | 720 | 744 | 2392.3448 | 2160.8276 | 2392.3448 | 2315.1724 | 2392.3448 | 2315.1724 | 2392.3448 | 2392.3448 | 2315.1724 | 2392.3448 | 2315.1724 | 2392.3448 | 8760 | 28167.931 | 10.7215
5422 | Ventilation | AHU-102 RF 102 | RF-102 | Uniform | 5.0 | [5 empty] | 5.0 | 0.75 | 0.87 | 0.758 | 3.2155 |  | 1 | All Day | 24.0 | 744 | 672 | 744 | 720 | 744 | 720 | 744 | 744 | 720 | 744 | 720 | 744 | 2392.3448 | 2160.8276 | 2392.3448 | 2315.1724 | 2392.3448 | 2315.1724 | 2392.3448 | 2392.3448 | 2315.1724 | 2392.3448 | 2315.1724 | 2392.3448 | 8760 | 28167.931 | 0.56371
5423 | Ventilation | AHU-105 RF 105 | RAX-105 | Uniform | 5.0 | [5 empty] | 5.0 | 0.75 | 0.87 | 0.758 | 3.2155 |  | 1 | All Day | 24.0 | 744 | 672 | 744 | 720 | 744 | 720 | 744 | 744 | 720 | 744 | 720 | 744 | 2392.3448 | 2160.8276 | 2392.3448 | 2315.1724 | 2392.3448 | 2315.1724 | 2392.3448 | 2392.3448 | 2315.1724 | 2392.3448 | 2315.1724 | 2392.3448 | 8760 | 28167.931 | 0.56371
5424 | Ventilation | AHU-301 EF 301A | EAX-301A | Uniform | 5.0 | [5 empty] | 5.0 | 0.75 | 0.87 | 0.758 | 3.2155 |  | 1 | All Day | 24.0 | 744 | 672 | 744 | 720 | 744 | 720 | 744 | 744 | 720 | 744 | 720 | 744 | 2392.3448 | 2160.8276 | 2392.3448 | 2315.1724 | 2392.3448 | 2315.1724 | 2392.3448 | 2392.3448 | 2315.1724 | 2392.3448 | 2315.1724 | 2392.3448 | 8760 | 28167.931 | 0.56371
5425 | Ventilation | AHU-B05 EF B05 | EAX-B05 | Uniform | 5.0 | [5 empty] | 5.0 | 0.75 | 0.87 | 0.758 | 3.2155 |  | 1 | All Day | 24.0 | 744 | 672 | 744 | 720 | 744 | 720 | 744 | 744 | 720 | 744 | 720 | 744 | 2392.3448 | 2160.8276 | 2392.3448 | 2315.1724 | 2392.3448 | 2315.1724 | 2392.3448 | 2392.3448 | 2315.1724 | 2392.3448 | 2315.1724 | 2392.3448 | 8760 | 28167.931 | 0.56371
5426 | Ventilation | AHU-B05 EF B05A | EAX-B05A | Uniform | 5.0 | [5 empty] | 5.0 | 0.75 | 0.87 | 0.758 | 3.2155 |  | 1 | All Day | 24.0 | 744 | 672 | 744 | 720 | 744 | 720 | 744 | 744 | 720 | 744 | 720 | 744 | 2392.3448 | 2160.8276 | 2392.3448 | 2315.1724 | 2392.3448 | 2315.1724 | 2392.3448 | 2392.3448 | 2315.1724 | 2392.3448 | 2315.1724 | 2392.3448 | 8760 | 28167.931 | 0.56371
5427 | Ventilation | Kitchen MUA | MUA-1 | Uniform | 5.0 | [5 empty] | 5.0 | 0.75 | 0.87 | 0.758 | 3.2155 |  | 1 | All Day | 24.0 | 744 | 672 | 744 | 720 | 744 | 720 | 744 | 744 | 720 | 744 | 720 | 744 | 2392.3448 | 2160.8276 | 2392.3448 | 2315.1724 | 2392.3448 | 2315.1724 | 2392.3448 | 2392.3448 | 2315.1724 | 2392.3448 | 2315.1724 | 2392.3448 | 8760 | 28167.931 | 33.5228
5428 | Pump | DHW Circ |  | Uniform | 5.0 | [5 empty] | 5.0 | 0.75 | 0.87 | 0.758 | 3.2155 |  | 1 | All Day | 24.0 | 744 | 672 | 744 | 720 | 744 | 720 | 744 | 744 | 720 | 744 | 720 | 744 | 2392.3448 | 2160.8276 | 2392.3448 | 2315.1724 | 2392.3448 | 2315.1724 | 2392.3448 | 2392.3448 | 2315.1724 | 2392.3448 | 2315.1724 | 2392.3448 | 8760 | 28167.931 | 0.70156
5429 | Ventilation | Parkade AHU | P AHU Fan | Uniform | 5.0 | [5 empty] | 5.0 | 0.75 | 0.87 | 0.758 | 3.2155 |  | 1 | All Day | 24.0 | 744 | 672 | 744 | 720 | 744 | 720 | 744 | 744 | 720 | 744 | 720 | 744 | 2392.3448 | 2160.8276 | 2392.3448 | 2315.1724 | 2392.3448 | 2315.1724 | 2392.3448 | 2392.3448 | 2315.1724 | 2392.3448 | 2315.1724 | 2392.3448 | 8760 | 28167.931 | 0.70156
5430 | Pump | COOLING DISTRIBUTION PUMP | CL-P2 | Uniform | 5.0 | [5 empty] | 5.0 | 0.75 | 0.87 | 0.758 | 3.2155 | 0.8 | 1 | All Day | 24.0 | 744 | 672 | 744 | 720 | 744 | 720 | 744 | 744 | 720 | 744 | 720 | 744 | 1531.1007 | 1382.9297 | 1531.1007 | 1481.7103 | 1531.1007 | 1481.7103 | 1531.1007 | 1531.1007 | 1481.7103 | 1531.1007 | 1481.7103 | 1531.1007 | 8760 | 18027.4759 | 2.9983
5431 | Ventilation | MUA |  | Uniform | 5.0 | [5 empty] | 5.0 | 0.75 | 0.87 | 0.758 | 3.2155 |  | 1 | All Day | 24.0 | 744 | 672 | 744 | 720 | 744 | 720 | 744 | 744 | 720 | 744 | 720 | 744 | 2392.3448 | 2160.8276 | 2392.3448 | 2315.1724 | 2392.3448 | 2315.1724 | 2392.3448 | 2392.3448 | 2315.1724 | 2392.3448 | 2315.1724 | 2392.3448 | 8760 | 28167.931 | 2.232
5432 | Ventilation | Exhaust Fans |  | Uniform | 5.0 | [5 empty] | 5.0 | 0.75 | 0.87 | 0.758 | 3.2155 |  | 1 | All Day | 24.0 | 744 | 672 | 744 | 720 | 744 | 720 | 744 | 744 | 720 | 744 | 720 | 744 | 2392.3448 | 2160.8276 | 2392.3448 | 2315.1724 | 2392.3448 | 2315.1724 | 2392.3448 | 2392.3448 | 2315.1724 | 2392.3448 | 2315.1724 | 2392.3448 | 8760 | 28167.931 | 2.232
5433 | Ventilation | Exhaust fan for Atrium | SEF-1 | Uniform | 5.0 | [5 empty] | 5.0 | 0.75 | 0.87 | 0.758 | 3.2155 |  | 1 | All Day | 24.0 | 744 | 672 | 744 | 720 | 744 | 720 | 744 | 744 | 720 | 744 | 720 | 744 | 2392.3448 | 2160.8276 | 2392.3448 | 2315.1724 | 2392.3448 | 2315.1724 | 2392.3448 | 2392.3448 | 2315.1724 | 2392.3448 | 2315.1724 | 2392.3448 | 8760 | 28167.931 | 4.8142
5434 | Ventilation | Supply Fan | MUA-1 | Uniform | 5.0 | [5 empty] | 5.0 | 0.75 | 0.87 | 0.758 | 3.2155 |  | 1 | All Day | 24.0 | 744 | 672 | 744 | 720 | 744 | 720 | 744 | 744 | 720 | 744 | 720 | 744 | 2392.3448 | 2160.8276 | 2392.3448 | 2315.1724 | 2392.3448 | 2315.1724 | 2392.3448 | 2392.3448 | 2315.1724 | 2392.3448 | 2315.1724 | 2392.3448 | 8760 | 28167.931 | 17.1035
5435 | Ventilation | Supply Fan | MUA-2 | Uniform | 5.0 | [5 empty] | 5.0 | 0.75 | 0.87 | 0.758 | 3.2155 |  | 1 | All Day | 24.0 | 744 | 672 | 744 | 720 | 744 | 720 | 744 | 744 | 720 | 744 | 720 | 744 | 2392.3448 | 2160.8276 | 2392.3448 | 2315.1724 | 2392.3448 | 2315.1724 | 2392.3448 | 2392.3448 | 2315.1724 | 2392.3448 | 2315.1724 | 2392.3448 | 8760 | 28167.931 | 17.1035
5436 | Ventilation | Eng-Air LM-6-W - exhaust fan | AHU02 B | Uniform | 5.0 | [5 empty] | 5.0 | 0.75 | 0.87 | 0.758 | 3.2155 | 0.7 | 1 |  | 24.0 | 744 | 672 | 744 | 720 | 744 | 720 | 744 | 744 | 720 | 744 | 720 | 744 | 1172.249 | 1058.8055 | 1172.249 | 1134.4345 | 1172.249 | 1134.4345 | 1172.249 | 1172.249 | 1134.4345 | 1172.249 | 1134.4345 | 1172.249 | 8760 | 13802.2862 | 4.6035
5437 | Pump | B&G | CP07 | Uniform | 5.0 | [5 empty] | 5.0 | 0.75 | 0.87 | 0.758 | 3.2155 |  | 1 |  | 24.0 | 744 | 672 | 744 | 720 | 744 | 720 | 744 | 744 | 720 | 744 | 720 | 744 | 2392.3448 | 2160.8276 | 2392.3448 | 2315.1724 | 2392.3448 | 2315.1724 | 2392.3448 | 2392.3448 | 2315.1724 | 2392.3448 | 2315.1724 | 2392.3448 | 8760 | 28167.931 | 9.3949
5438 | Pump | Central HWS to other buildings | CHP HWS P1 | Uniform | 5.0 | [5 empty] | 5.0 | 0.75 | 0.87 | 0.758 | 3.2155 |  | 1 | All Day | 24.0 | 744 | 672 | 744 | 720 | 744 | 720 | 744 | 744 | 720 | 744 | 720 | 744 | 2392.3448 | 2160.8276 | 2392.3448 | 2315.1724 | 2392.3448 | 2315.1724 | 2392.3448 | 2392.3448 | 2315.1724 | 2392.3448 | 2315.1724 | 2392.3448 | 8760 | 28167.931 | 10.7215
5439 | Pump | Central HWS to other buildings | CHP HWS P2 | Uniform | 5.0 | [5 empty] | 5.0 | 0.75 | 0.87 | 0.758 | 3.2155 |  | 1 | All Day | 24.0 | 744 | 672 | 744 | 720 | 744 | 720 | 744 | 744 | 720 | 744 | 720 | 744 | 2392.3448 | 2160.8276 | 2392.3448 | 2315.1724 | 2392.3448 | 2315.1724 | 2392.3448 | 2392.3448 | 2315.1724 | 2392.3448 | 2315.1724 | 2392.3448 | 8760 | 28167.931 | 10.7215
5440 | Pump | Tower West HWS | TW DCW P1 | Uniform | 5.0 | [5 empty] | 5.0 | 0.75 | 0.87 | 0.758 | 3.2155 |  | 1 | All Day | 24.0 | 744 | 672 | 744 | 720 | 744 | 720 | 744 | 744 | 720 | 744 | 720 | 744 | 2392.3448 | 2160.8276 | 2392.3448 | 2315.1724 | 2392.3448 | 2315.1724 | 2392.3448 | 2392.3448 | 2315.1724 | 2392.3448 | 2315.1724 | 2392.3448 | 8760 | 28167.931 | 10.7215
5441 | Pump | Tower West DCW | TW HWS P1 | Uniform | 5.0 | [5 empty] | 5.0 | 0.75 | 0.87 | 0.758 | 3.2155 |  | 1 | All Day | 24.0 | 744 | 672 | 744 | 720 | 744 | 720 | 744 | 744 | 720 | 744 | 720 | 744 | 2392.3448 | 2160.8276 | 2392.3448 | 2315.1724 | 2392.3448 | 2315.1724 | 2392.3448 | 2392.3448 | 2315.1724 | 2392.3448 | 2315.1724 | 2392.3448 | 8760 | 28167.931 | 10.7215
5442 | Pump | Tower East DCW | TE DCW P1 | Uniform | 5.0 | [5 empty] | 5.0 | 0.75 | 0.87 | 0.758 | 3.2155 |  | 1 | All Day | 24.0 | 744 | 672 | 744 | 720 | 744 | 720 | 744 | 744 | 720 | 744 | 720 | 744 | 2392.3448 | 2160.8276 | 2392.3448 | 2315.1724 | 2392.3448 | 2315.1724 | 2392.3448 | 2392.3448 | 2315.1724 | 2392.3448 | 2315.1724 | 2392.3448 | 8760 | 28167.931 | 10.7215
5443 | Pump | Tower East HWS | TE HWS P1 | Uniform | 5.0 | [5 empty] | 5.0 | 0.75 | 0.87 | 0.758 | 3.2155 |  | 1 | All Day | 24.0 | 744 | 672 | 744 | 720 | 744 | 720 | 744 | 744 | 720 | 744 | 720 | 744 | 2392.3448 | 2160.8276 | 2392.3448 | 2315.1724 | 2392.3448 | 2315.1724 | 2392.3448 | 2392.3448 | 2315.1724 | 2392.3448 | 2315.1724 | 2392.3448 | 8760 | 28167.931 | 10.7215
5444 | Ventilation | Supply Fan | AHU-101 | Uniform | 5.0 | [5 empty] | 5.0 | 0.75 | 0.87 | 0.758 | 3.2155 | 1 | 1 | All Day | 24.0 | 744 | 672 | 744 | 720 | 744 | 720 | 744 | 744 | 720 | 744 | 720 | 744 | 2392.3448 | 2160.8276 | 2392.3448 | 2315.1724 | 2392.3448 | 2315.1724 | 2392.3448 | 2392.3448 | 2315.1724 | 2392.3448 | 2315.1724 | 2392.3448 | 8760 | 28167.931 | 3.5355
5445 | Ventilation | Supply Fan | AHU-102 | Uniform | 5.0 | [5 empty] | 5.0 | 0.75 | 0.87 | 0.758 | 3.2155 | 1 | 1 | All Day | 24.0 | 744 | 672 | 744 | 720 | 744 | 720 | 744 | 744 | 720 | 744 | 720 | 744 | 2392.3448 | 2160.8276 | 2392.3448 | 2315.1724 | 2392.3448 | 2315.1724 | 2392.3448 | 2392.3448 | 2315.1724 | 2392.3448 | 2315.1724 | 2392.3448 | 8760 | 28167.931 | 3.5355
5446 | Pump | Circulation Pump | P-1 | Uniform | 5.0 | [5 empty] | 5.0 | 0.75 | 0.87 | 0.758 | 3.2155 |  | 1 | All Day | 24.0 | 744 | 672 | 744 | 720 | 744 | 720 | 744 | 744 | 720 | 744 | 720 | 744 | 2392.3448 | 2160.8276 | 2392.3448 | 2315.1724 | 2392.3448 | 2315.1724 | 2392.3448 | 2392.3448 | 2315.1724 | 2392.3448 | 2315.1724 | 2392.3448 | 8760 | 28167.931 | 5.995
5447 | Pump | Circulation Pump | P-8 | Uniform | 5.0 | [5 empty] | 5.0 | 0.75 | 0.87 | 0.758 | 3.2155 | 0.74 | 1 | All Day | 24.0 | 744 | 672 | 744 | 720 | 744 | 720 | 744 | 744 | 720 | 744 | 720 | 744 | 1310.048 | 1183.2692 | 1310.048 | 1267.7884 | 1172.249 | 1134.4345 | 1172.249 | 1172.249 | 1267.7884 | 1310.048 | 1267.7884 | 1310.048 | 8760 | 14878.0079 | 3.1665
5448 | Ventilation | Return Fan | RF-MS | Uniform | 5.0 | [5 empty] | 5.0 | 0.75 | 0.87 | 0.758 | 3.2155 |  | 1 | All Day | 24.0 | 744 | 672 | 744 | 720 | 744 | 720 | 744 | 744 | 720 | 744 | 720 | 744 | 2392.3448 | 2160.8276 | 2392.3448 | 2315.1724 | 2392.3448 | 2315.1724 | 2392.3448 | 2392.3448 | 2315.1724 | 2392.3448 | 2315.1724 | 2392.3448 | 8760 | 28167.931 | 0.50412
5449 | Ventilation | Supply Fan | AC0006-VTC | Uniform | 5.0 | [5 empty] | 5.0 | 0.75 | 0.87 | 0.758 | 3.2155 |  | 1 | All Day | 24.0 | 744 | 672 | 744 | 720 | 744 | 720 | 744 | 744 | 720 | 744 | 720 | 744 | 2392.3448 | 2160.8276 | 2392.3448 | 2315.1724 | 2392.3448 | 2315.1724 | 2392.3448 | 2392.3448 | 2315.1724 | 2392.3448 | 2315.1724 | 2392.3448 | 8760 | 28167.931 | 1.5763
5450 | Ventilation | Supply Fan | AC0007-VTC | Uniform | 5.0 | [5 empty] | 5.0 | 0.75 | 0.87 | 0.758 | 3.2155 |  | 1 | All Day | 24.0 | 744 | 672 | 744 | 720 | 744 | 720 | 744 | 744 | 720 | 744 | 720 | 744 | 2392.3448 | 2160.8276 | 2392.3448 | 2315.1724 | 2392.3448 | 2315.1724 | 2392.3448 | 2392.3448 | 2315.1724 | 2392.3448 | 2315.1724 | 2392.3448 | 8760 | 28167.931 | 1.5763
5451 | Ventilation | Supply Fan | AC0009-VTC | Uniform | 5.0 | [5 empty] | 5.0 | 0.75 | 0.87 | 0.758 | 3.2155 |  | 1 | All Day | 24.0 | 744 | 672 | 744 | 720 | 744 | 720 | 744 | 744 | 720 | 744 | 720 | 744 | 2392.3448 | 2160.8276 | 2392.3448 | 2315.1724 | 2392.3448 | 2315.1724 | 2392.3448 | 2392.3448 | 2315.1724 | 2392.3448 | 2315.1724 | 2392.3448 | 8760 | 28167.931 | 1.5763
5452 | Ventilation | Return Fan | RF-20 | Uniform | 5.0 | [5 empty] | 5.0 | 0.75 | 0.87 | 0.758 | 3.2155 | 0.7 | 1 | All Day | 24.0 | 744 | 672 | 744 | 720 | 744 | 720 | 744 | 744 | 720 | 744 | 720 | 744 | 1172.249 | 1058.8055 | 1172.249 | 1134.4345 | 1172.249 | 1134.4345 | 1172.249 | 1172.249 | 1134.4345 | 1172.249 | 1134.4345 | 1172.249 | 8760 | 13802.2862 | 0.54773
5453 | Pump | Pump | P-7 | Cooling 1 | 5.0 | [5 empty] | 5.0 | 0.75 | 0.87 | 0.758 | 3.2155 |  | 0.5 | All Day | 24.0 | 0 | 33.6 | 37.2 | 144 | 186 | 252 | 372 | 334.8 | 234 | 167.4 | 108 | 0 | 0 | 108.0414 | 119.6172 | 463.0345 | 598.0862 | 810.3103 | 1196.1724 | 1076.5552 | 752.431 | 538.2776 | 347.2759 | 0 | 1869 | 6009.8017 | 2.4007
5454 | Pump | Pump | P-8 | Cooling 1 | 5.0 | [5 empty] | 5.0 | 0.75 | 0.87 | 0.758 | 3.2155 |  | 0.5 | All Day | 24.0 | 0 | 33.6 | 37.2 | 144 | 186 | 252 | 372 | 334.8 | 234 | 167.4 | 108 | 0 | 0 | 108.0414 | 119.6172 | 463.0345 | 598.0862 | 810.3103 | 1196.1724 | 1076.5552 | 752.431 | 538.2776 | 347.2759 | 0 | 1869 | 6009.8017 | 2.4007
5455 | Ventilation | Supply Fan | AHU-16 | Uniform | 5.0 | [5 empty] | 5.0 | 0.75 | 0.87 | 0.758 | 3.2155 | 0.5 | 1 | HA-AH-16 | 8.571428571428570 | 265.7143 | 240 | 265.7143 | 257.1429 | 265.7143 | 257.1429 | 265.7143 | 265.7143 | 257.1429 | 265.7143 | 257.1429 | 239.1429 | 213.6022 | 192.931 | 213.6022 | 206.7118 | 213.6022 | 206.7118 | 213.6022 | 213.6022 | 206.7118 | 213.6022 | 206.7118 | 192.242 | 3102 | 2493.6336 | 0.11955
5456 | Ventilation | Return Fan | AHU-2 | Uniform | 5.0 | [5 empty] | 5.0 | 0.75 | 0.87 | 0.758 | 3.2155 |  | 1 | AHU-2 AHU-3 | 17.0 | 527 | 476 | 527 | 510 | 527 | 510 | 527 | 527 | 510 | 527 | 510 | 527 | 1694.5776 | 1530.5862 | 1694.5776 | 1639.9138 | 1694.5776 | 1639.9138 | 1694.5776 | 1694.5776 | 1639.9138 | 1694.5776 | 1639.9138 | 1694.5776 | 6205 | 19952.2845 | 4.672
5457 | Pump | Pump | P-13 | Uniform | 5.0 | [5 empty] | 5.0 | 0.75 | 0.87 | 0.758 | 3.2155 |  | 0.05 | All Day | 24.0 | 37.2 | 33.6 | 37.2 | 36 | 37.2 | 36 | 37.2 | 37.2 | 36 | 37.2 | 36 | 37.2 | 119.6172 | 108.0414 | 119.6172 | 115.7586 | 119.6172 | 115.7586 | 119.6172 | 119.6172 | 115.7586 | 119.6172 | 115.7586 | 119.6172 | 438 | 1408.3966 | 0.16849
5458 | Pump | Pump | P-15 | Uniform | 5.0 | [5 empty] | 5.0 | 0.75 | 0.87 | 0.758 | 3.2155 |  | 0.05 | All Day | 24.0 | 37.2 | 33.6 | 37.2 | 36 | 37.2 | 36 | 37.2 | 37.2 | 36 | 37.2 | 36 | 37.2 | 119.6172 | 108.0414 | 119.6172 | 115.7586 | 119.6172 | 115.7586 | 119.6172 | 119.6172 | 115.7586 | 119.6172 | 115.7586 | 119.6172 | 438 | 1408.3966 | 0.16849
5459 | Ventilation | Return Fan | ME-146 | Uniform | 5.0 | [5 empty] | 5.0 | 0.75 | 0.87 | 0.758 | 3.2155 |  | 0.05 | All Day | 24.0 | 37.2 | 33.6 | 37.2 | 36 | 37.2 | 36 | 37.2 | 37.2 | 36 | 37.2 | 36 | 37.2 | 119.6172 | 108.0414 | 119.6172 | 115.7586 | 119.6172 | 115.7586 | 119.6172 | 119.6172 | 115.7586 | 119.6172 | 115.7586 | 119.6172 | 438 | 1408.3966 | 0.0097978
5460 | Pump | Pump | P-13 | Uniform | 5.0 | [5 empty] | 5.0 | 0.75 | 0.87 | 0.758 | 3.2155 |  | 0.05 | All Day | 24.0 | 37.2 | 33.6 | 37.2 | 36 | 37.2 | 36 | 37.2 | 37.2 | 36 | 37.2 | 36 | 37.2 | 119.6172 | 108.0414 | 119.6172 | 115.7586 | 119.6172 | 115.7586 | 119.6172 | 119.6172 | 115.7586 | 119.6172 | 115.7586 | 119.6172 | 438 | 1408.3966 | 0.16849
5461 | Pump | Pump | P-15 | Uniform | 5.0 | [5 empty] | 5.0 | 0.75 | 0.87 | 0.758 | 3.2155 |  | 0.05 | All Day | 24.0 | 37.2 | 33.6 | 37.2 | 36 | 37.2 | 36 | 37.2 | 37.2 | 36 | 37.2 | 36 | 37.2 | 119.6172 | 108.0414 | 119.6172 | 115.7586 | 119.6172 | 115.7586 | 119.6172 | 119.6172 | 115.7586 | 119.6172 | 115.7586 | 119.6172 | 438 | 1408.3966 | 0.16849
5462 | Ventilation | Exhaus Fan | EF-2 | Uniform | 5.0 | [5 empty] | 5.0 | 0.75 | 0.87 | 0.758 | 3.2155 |  | 0.1 | All Day | 24.0 | 74.4 | 67.2 | 74.4 | 72 | 74.4 | 72 | 74.4 | 74.4 | 72 | 74.4 | 72 | 74.4 | 239.2345 | 216.0828 | 239.2345 | 231.5172 | 239.2345 | 231.5172 | 239.2345 | 239.2345 | 231.5172 | 239.2345 | 231.5172 | 239.2345 | 876 | 2816.7931 | 0.55839
5463 | Ventilation | Exhaus Fan | EF-3 | Uniform | 5.0 | [5 empty] | 5.0 | 0.75 | 0.87 | 0.758 | 3.2155 |  | 0.1 | All Day | 24.0 | 74.4 | 67.2 | 74.4 | 72 | 74.4 | 72 | 74.4 | 74.4 | 72 | 74.4 | 72 | 74.4 | 239.2345 | 216.0828 | 239.2345 | 231.5172 | 239.2345 | 231.5172 | 239.2345 | 239.2345 | 231.5172 | 239.2345 | 231.5172 | 239.2345 | 876 | 2816.7931 | 0.55839
5464 | Miscellaneous electricity | Compressor |  | Uniform | 5.0 | [5 empty] | 5.0 | 0.75 | 0.87 | 0.758 | 3.2155 |  | 0.2 | All Day | 24.0 | 148.8 | 134.4 | 148.8 | 144 | 148.8 | 144 | 148.8 | 148.8 | 144 | 148.8 | 144 | 148.8 | 478.469 | 432.1655 | 478.469 | 463.0345 | 478.469 | 463.0345 | 478.469 | 478.469 | 463.0345 | 478.469 | 463.0345 | 478.469 | 1752 | 5633.5862 | 0.69387
5465 | Miscellaneous electricity | Compressor |  | Uniform | 5.0 | [5 empty] | 5.0 | 0.75 | 0.87 | 0.758 | 3.2155 |  | 0.2 | All Day | 24.0 | 148.8 | 134.4 | 148.8 | 144 | 148.8 | 144 | 148.8 | 148.8 | 144 | 148.8 | 144 | 148.8 | 478.469 | 432.1655 | 478.469 | 463.0345 | 478.469 | 463.0345 | 478.469 | 478.469 | 463.0345 | 478.469 | 463.0345 | 478.469 | 1752 | 5633.5862 | 0.69387
5466 | Miscellaneous electricity | Compressor |  | Uniform | 5.0 | [5 empty] | 5.0 | 0.75 | 0.87 | 0.758 | 3.2155 |  | 0.2 | All Day | 24.0 | 148.8 | 134.4 | 148.8 | 144 | 148.8 | 144 | 148.8 | 148.8 | 144 | 148.8 | 144 | 148.8 | 478.469 | 432.1655 | 478.469 | 463.0345 | 478.469 | 463.0345 | 478.469 | 478.469 | 463.0345 | 478.469 | 463.0345 | 478.469 | 1752 | 5633.5862 | 0.69387
5467 | Miscellaneous electricity | Compressor |  | Uniform | 5.0 | [5 empty] | 5.0 | 0.75 | 0.87 | 0.758 | 3.2155 |  | 0.2 | All Day | 24.0 | 148.8 | 134.4 | 148.8 | 144 | 148.8 | 144 | 148.8 | 148.8 | 144 | 148.8 | 144 | 148.8 | 478.469 | 432.1655 | 478.469 | 463.0345 | 478.469 | 463.0345 | 478.469 | 478.469 | 463.0345 | 478.469 | 463.0345 | 478.469 | 1752 | 5633.5862 | 0.69387
5468 | Ventilation | AHU-M02 SF | SAX-M02 | Uniform | 5.0 | [5 empty] | 5.0 | 0.75 | 0.87 | 0.758 | 3.2155 |  | 0.2 | All Day | 24.0 | 148.8 | 134.4 | 148.8 | 144 | 148.8 | 144 | 148.8 | 148.8 | 144 | 148.8 | 144 | 148.8 | 478.469 | 432.1655 | 478.469 | 463.0345 | 478.469 | 463.0345 | 478.469 | 478.469 | 463.0345 | 478.469 | 463.0345 | 478.469 | 1752 | 5633.5862 | 0.11274
5469 | Ventilation | AHU-M02 EF | EAX-M02 | Uniform | 5.0 | [5 empty] | 5.0 | 0.75 | 0.87 | 0.758 | 3.2155 |  | 0.2 | All Day | 24.0 | 148.8 | 134.4 | 148.8 | 144 | 148.8 | 144 | 148.8 | 148.8 | 144 | 148.8 | 144 | 148.8 | 478.469 | 432.1655 | 478.469 | 463.0345 | 478.469 | 463.0345 | 478.469 | 478.469 | 463.0345 | 478.469 | 463.0345 | 478.469 | 1752 | 5633.5862 | 0.11274
5470 | Ventilation | Exhaust Fan |  | Uniform | 5.0 | [5 empty] | 5.0 | 0.75 | 0.87 | 0.758 | 3.2155 |  | 0.2 |  | 24.0 | 148.8 | 134.4 | 148.8 | 144 | 148.8 | 144 | 148.8 | 148.8 | 144 | 148.8 | 144 | 148.8 | 478.469 | 432.1655 | 478.469 | 463.0345 | 478.469 | 463.0345 | 478.469 | 478.469 | 463.0345 | 478.469 | 463.0345 | 478.469 | 1752 | 5633.5862 | 9.5804
5471 | Ventilation | Exhaust fan | F-10 (AHU-3) | Uniform | 5.0 | [5 empty] | 5.0 | 0.75 | 0.87 | 0.758 | 3.2155 | 0.5 | 1 | AHU-3 - Night | 7.5 | 232.5 | 210 | 232.5 | 225 | 232.5 | 225 | 232.5 | 232.5 | 225 | 232.5 | 225 | 232.5 | 186.9019 | 168.8147 | 186.9019 | 180.8728 | 186.9019 | 180.8728 | 186.9019 | 186.9019 | 180.8728 | 186.9019 | 180.8728 | 186.9019 | 2737.5 | 2200.6196 | 0.27201
5472 | Miscellaneous electricity | Air Compressor | C-2 | Uniform | 5.0 | [5 empty] | 5.0 | 0.75 | 0.87 | 0.758 | 3.2155 |  | 0.3 | All Day | 24.0 | 223.2 | 201.6 | 223.2 | 216 | 223.2 | 216 | 223.2 | 223.2 | 216 | 223.2 | 216 | 223.2 | 717.7034 | 648.2483 | 717.7034 | 694.5517 | 717.7034 | 694.5517 | 717.7034 | 717.7034 | 694.5517 | 717.7034 | 694.5517 | 717.7034 | 2628 | 8450.3793 | 0.15998
5473 | Pump | Circulation Pump | P-3 | Heating 1 | 5.0 | [5 empty] | 5.0 | 0.75 | 0.87 | 0.758 | 3.2155 |  | 0.5 | All Day | 24.0 | 372 | 336 | 372 | 343.5 | 338 | 227 | 160 | 146.5 | 264.5 | 372 | 360 | 372 | 1196.1724 | 1080.4138 | 1196.1724 | 1104.5302 | 1086.8448 | 729.9224 | 514.4828 | 471.0733 | 850.5043 | 1196.1724 | 1157.5862 | 1196.1724 | 3663.5 | 11780.0474 | 1.783
5474 | Pump | Circulation Pump | P-4 | Heating 1 | 5.0 | [5 empty] | 5.0 | 0.75 | 0.87 | 0.758 | 3.2155 |  | 0.5 | All Day | 24.0 | 372 | 336 | 372 | 343.5 | 338 | 227 | 160 | 146.5 | 264.5 | 372 | 360 | 372 | 1196.1724 | 1080.4138 | 1196.1724 | 1104.5302 | 1086.8448 | 729.9224 | 514.4828 | 471.0733 | 850.5043 | 1196.1724 | 1157.5862 | 1196.1724 | 3663.5 | 11780.0474 | 1.783
5475 | Pump | Pump | P-17 | Heat Pump | 5.0 | [5 empty] | 5.0 | 0.75 | 0.87 | 0.758 | 3.2155 |  | 1 | All Day | 24.0 | 744 | 672 | 744 | 576 | 446.4 | 576 | 595.2 | 595.2 | 576 | 595.2 | 720 | 744 | 2392.3448 | 2160.8276 | 2392.3448 | 1852.1379 | 1435.4069 | 1852.1379 | 1913.8759 | 1913.8759 | 1852.1379 | 1913.8759 | 2315.1724 | 2392.3448 | 7584 | 24386.4828 | 1.7583
5476 | Ventilation | AHU Supply Fan | SF 2 | Uniform | 5.0 | [5 empty] | 5.0 | 0.75 | 0.87 | 0.758 | 3.2155 | 0.75 | 1 | AHU-2/3 | 9.0 | 279 | 252 | 279 | 270 | 279 | 270 | 279 | 279 | 270 | 279 | 270 | 279 | 504.6352 | 455.7996 | 504.6352 | 488.3567 | 504.6352 | 488.3567 | 504.6352 | 504.6352 | 488.3567 | 504.6352 | 488.3567 | 504.6352 | 3285 | 5941.673 | 1.7225
5477 | Pump | Pump |  | Cooling 1 | 5.0 | [5 empty] | 5.0 | 0.75 | 0.87 | 0.758 | 3.2155 |  | 0.3 | Occupied | 8.571428571428570 | 0 | 0 | 0 | 0 | 39.8571 | 77.1429 | 79.7143 | 79.7143 | 38.5714 | 0 | 0 | 0 | 0 | 0 | 0 | 0 | 128.1613 | 248.0542 | 256.3227 | 256.3227 | 124.0271 | 0 | 0 | 0 | 315 | 1012.8879 | 0.16693
5478 | Pump | Pump |  | Cooling 1 | 5.0 | [5 empty] | 5.0 | 0.75 | 0.87 | 0.758 | 3.2155 |  | 0.3 | Occupied | 8.571428571428570 | 0 | 0 | 0 | 0 | 39.8571 | 77.1429 | 79.7143 | 79.7143 | 38.5714 | 0 | 0 | 0 | 0 | 0 | 0 | 0 | 128.1613 | 248.0542 | 256.3227 | 256.3227 | 124.0271 | 0 | 0 | 0 | 315 | 1012.8879 | 0.16693
5479 | Pump | Pump |  | Cooling 1 | 5.0 | [5 empty] | 5.0 | 0.75 | 0.87 | 0.758 | 3.2155 |  | 0.3 | Occupied | 8.571428571428570 | 0 | 0 | 0 | 0 | 39.8571 | 77.1429 | 79.7143 | 79.7143 | 38.5714 | 0 | 0 | 0 | 0 | 0 | 0 | 0 | 128.1613 | 248.0542 | 256.3227 | 256.3227 | 124.0271 | 0 | 0 | 0 | 315 | 1012.8879 | 0.2708
5480 | Pump | Pump |  | Cooling 1 | 5.0 | [5 empty] | 5.0 | 0.75 | 0.87 | 0.758 | 3.2155 |  | 0.3 | Occupied | 8.571428571428570 | 0 | 0 | 0 | 0 | 39.8571 | 77.1429 | 79.7143 | 79.7143 | 38.5714 | 0 | 0 | 0 | 0 | 0 | 0 | 0 | 128.1613 | 248.0542 | 256.3227 | 256.3227 | 124.0271 | 0 | 0 | 0 | 315 | 1012.8879 | 0.2708
5481 | Pump | Central HWS to other buildings | CHP HWS P3 | CHP P3 | 5.0 | [5 empty] | 5.0 | 0.75 | 0.87 | 0.758 | 3.2155 |  | 1 | All Day | 24.0 | 744 | 672 | 744 | 720 | 0 | 0 | 0 | 0 | 720 | 744 | 720 | 744 | 2392.3448 | 2160.8276 | 2392.3448 | 2315.1724 | 0 | 0 | 0 | 0 | 2315.1724 | 2392.3448 | 2315.1724 | 2392.3448 | 5808 | 18675.7241 | 7.1085
5482 | Pump | Central HWS to other buildings | CHP HWS P3 | CHP P3 | 5.0 | [5 empty] | 5.0 | 0.75 | 0.87 | 0.758 | 3.2155 |  | 1 | All Day | 24.0 | 744 | 672 | 744 | 720 | 0 | 0 | 0 | 0 | 720 | 744 | 720 | 744 | 2392.3448 | 2160.8276 | 2392.3448 | 2315.1724 | 0 | 0 | 0 | 0 | 2315.1724 | 2392.3448 | 2315.1724 | 2392.3448 | 5808 | 18675.7241 | 7.1085
5483 | Pump | Pump | CP-4 | Cooling 1 | 5.0 | 3.73 |  |  |  |  | 5.0 | 0.75 | 0.87 | 0.758 | 3.2155 |  | 0.5 |  | 11.0 | 0 | 0 | 0 | 0 | 119.35 | 165 | 170.5 | 170.5 | 132 | 51.15 | 16.5 | 0 | 0 | 0 | 0 | 0 | 383.772 | 530.5603 | 548.2457 | 548.2457 | 424.4483 | 164.4737 | 53.056 | 0 | 825 | 2652.8017 | 0.87841
5484 | Pump | Pump | P-9 | Uniform | 5.0 | [5 empty] | 5.0 | 0.75 | 0.87 | 0.758 | 3.2155 |  | 0.9 | All Day | 24.0 | 669.6 | 604.8 | 669.6 | 648 | 669.6 | 648 | 669.6 | 669.6 | 648 | 669.6 | 648 | 669.6 | 2153.1103 | 1944.7448 | 2153.1103 | 2083.6552 | 2153.1103 | 2083.6552 | 2153.1103 | 2153.1103 | 2083.6552 | 2153.1103 | 2083.6552 | 2153.1103 | 7884 | 25351.1379 | 1.8279
5485 | Pump | Pump | P-12 | Uniform | 5.0 | [5 empty] | 5.0 | 0.75 | 0.87 | 0.758 | 3.2155 |  | 0.9 | All Day | 24.0 | 669.6 | 604.8 | 669.6 | 648 | 669.6 | 648 | 669.6 | 669.6 | 648 | 669.6 | 648 | 669.6 | 2153.1103 | 1944.7448 | 2153.1103 | 2083.6552 | 2153.1103 | 2083.6552 | 2153.1103 | 2153.1103 | 2083.6552 | 2153.1103 | 2083.6552 | 2153.1103 | 7884 | 25351.1379 | 1.8279
5486 | Pump | Pump | P-13 | Uniform | 5.0 | [5 empty] | 5.0 | 0.75 | 0.87 | 0.758 | 3.2155 |  | 0.9 | All Day | 24.0 | 669.6 | 604.8 | 669.6 | 648 | 669.6 | 648 | 669.6 | 669.6 | 648 | 669.6 | 648 | 669.6 | 2153.1103 | 1944.7448 | 2153.1103 | 2083.6552 | 2153.1103 | 2083.6552 | 2153.1103 | 2153.1103 | 2083.6552 | 2153.1103 | 2083.6552 | 2153.1103 | 7884 | 25351.1379 | 1.8279
5487 | Pump | Pump | P-14 | Uniform | 5.0 | [5 empty] | 5.0 | 0.75 | 0.87 | 0.758 | 3.2155 |  | 0.9 | All Day | 24.0 | 669.6 | 604.8 | 669.6 | 648 | 669.6 | 648 | 669.6 | 669.6 | 648 | 669.6 | 648 | 669.6 | 2153.1103 | 1944.7448 | 2153.1103 | 2083.6552 | 2153.1103 | 2083.6552 | 2153.1103 | 2153.1103 | 2083.6552 | 2153.1103 | 2083.6552 | 2153.1103 | 7884 | 25351.1379 | 1.8279
5488 | Pump | Storm Water Sump | P-7A | Uniform |  | 3.73 |  |  | DDC |  | 5.0 | 0.75 | 0.87 | 0.758 | 3.2155 |  | 0.5 | 1h 1d | 1.0 | 15.5 | 14 | 15.5 | 15 | 15.5 | 15 | 15.5 | 15.5 | 15 | 15.5 | 15 | 15.5 | 49.8405 | 45.0172 | 49.8405 | 48.2328 | 49.8405 | 48.2328 | 49.8405 | 49.8405 | 48.2328 | 49.8405 | 48.2328 | 49.8405 | 182.5 | 586.8319 | 0.069616
5489 | Pump | Storm Water Sump | P-7B | Uniform |  | 3.73 |  |  | DDC |  | 5.0 | 0.75 | 0.87 | 0.758 | 3.2155 |  | 0.5 | 1h 1d | 1.0 | 15.5 | 14 | 15.5 | 15 | 15.5 | 15 | 15.5 | 15.5 | 15 | 15.5 | 15 | 15.5 | 49.8405 | 45.0172 | 49.8405 | 48.2328 | 49.8405 | 48.2328 | 49.8405 | 49.8405 | 48.2328 | 49.8405 | 48.2328 | 49.8405 | 182.5 | 586.8319 | 0.069616
5490 | Pump | Water Pressure Pump | - | Uniform | 5.0 | [5 empty] | 5.0 | 0.75 | 0.87 | 0.758 | 3.2155 |  | 1 |  | 8.0 | 248 | 224 | 248 | 240 | 248 | 240 | 248 | 248 | 240 | 248 | 240 | 248 | 797.4483 | 720.2759 | 797.4483 | 771.7241 | 797.4483 | 771.7241 | 797.4483 | 797.4483 | 771.7241 | 797.4483 | 771.7241 | 797.4483 | 2920 | 9389.3103 | 1.4211
5491 | Ventilation | Return Fan (RF-2) | AHU-2 | Uniform | 5.0 | [5 empty] | 5.0 | 0.75 | 0.87 | 0.758 | 3.2155 | 0.4 | 1 | Occupied | 16.0 | 496 | 448 | 496 | 480 | 496 | 480 | 496 | 496 | 480 | 496 | 480 | 496 | 255.1834 | 230.4883 | 255.1834 | 246.9517 | 255.1834 | 246.9517 | 255.1834 | 255.1834 | 246.9517 | 255.1834 | 246.9517 | 255.1834 | 5840 | 3004.5793 | 0.21664
5492 | Ventilation | Return Fan (RF-5A) | AHU-5 | Uniform | 5.0 | [5 empty] | 5.0 | 0.75 | 0.87 | 0.758 | 3.2155 | 1 | 1 | Occupied | 16.0 | 496 | 448 | 496 | 480 | 496 | 480 | 496 | 496 | 480 | 496 | 480 | 496 | 1594.8966 | 1440.5517 | 1594.8966 | 1543.4483 | 1594.8966 | 1543.4483 | 1594.8966 | 1594.8966 | 1543.4483 | 1594.8966 | 1543.4483 | 1594.8966 | 5840 | 18778.6207 | 1.354
5493 | Ventilation | Return Fan (RF-5B) | AHU-5 | Uniform | 5.0 | [5 empty] | 5.0 | 0.75 | 0.87 | 0.758 | 3.2155 | 1 | 1 | Occupied | 16.0 | 496 | 448 | 496 | 480 | 496 | 480 | 496 | 496 | 480 | 496 | 480 | 496 | 1594.8966 | 1440.5517 | 1594.8966 | 1543.4483 | 1594.8966 | 1543.4483 | 1594.8966 | 1594.8966 | 1543.4483 | 1594.8966 | 1543.4483 | 1594.8966 | 5840 | 18778.6207 | 1.354
5494 | Ventilation | Multizone Unit | MZU-1 | Uniform | 5.0 | [5 empty] | 5.0 | 0.75 | 0.87 | 0.758 | 3.2155 |  | 1 | Vent schedule | 16.0 | 496 | 448 | 496 | 480 | 496 | 480 | 496 | 496 | 480 | 496 | 480 | 496 | 1594.8966 | 1440.5517 | 1594.8966 | 1543.4483 | 1594.8966 | 1543.4483 | 1594.8966 | 1594.8966 | 1543.4483 | 1594.8966 | 1543.4483 | 1594.8966 | 5840 | 18778.6207 | 54.216
5495 | Pump | Pump | Inc. River P | HX Pump | 5.0 | [5 empty] | 5.0 | 0.75 | 0.855 | 0.758 | 3.2719 |  | 1 | All Day | 24.0 | 744 | 672 | 372 | 0 | 0 | 0 | 0 | 0 | 0 | 0 | 0 | 0 | 2434.3158 | 2198.7368 | 1217.1579 | 0 | 0 | 0 | 0 | 0 | 0 | 0 | 0 | 0 | 1788 | 5850.2105 | 1.009
5496 | Ventilation | Exhaust fan for Atrium | SEF-2 | Uniform | 5.0 | [5 empty] | 5.0 | 0.75 | 0.87 | 0.758 | 3.2155 |  | 1 | Building Vent | 14.0 | 434 | 392 | 434 | 420 | 434 | 420 | 434 | 434 | 420 | 434 | 420 | 434 | 1395.5345 | 1260.4828 | 1395.5345 | 1350.5172 | 1395.5345 | 1350.5172 | 1395.5345 | 1395.5345 | 1350.5172 | 1395.5345 | 1350.5172 | 1395.5345 | 5110 | 16431.2931 | 2.8083
5497 | Ventilation | Supply Fan | RTU-3 | Uniform | 5.0 | [5 empty] | 5.0 | 0.75 | 0.87 | 0.758 | 3.2155 |  | 1 | Occupied | 19.25 | 596.75 | 539 | 596.75 | 577.5 | 596.75 | 577.5 | 596.75 | 596.75 | 577.5 | 596.75 | 577.5 | 596.75 | 1918.8599 | 1733.1638 | 1918.8599 | 1856.9612 | 1918.8599 | 1856.9612 | 1918.8599 | 1918.8599 | 1856.9612 | 1918.8599 | 1856.9612 | 1918.8599 | 7026.25 | 22593.028 | 12.9592
5498 | Pump | HWP Pump | P-7 (AHU-1) | Heating 1 | 5.0 |  | 3 |  | 208.0 |  | 5.0 | 0.75 | 0.87 | 0.758 | 3.2155 |  | 0.41667 |  | 24.0 | 217 | 280 | 310 | 180 | 186 | 180 | 62 | 7.75 | 60 | 217 | 300 | 217 | 697.7672 | 900.3448 | 996.8103 | 578.7931 | 598.0862 | 578.7931 | 199.3621 | 24.9203 | 192.931 | 697.7672 | 964.6552 | 697.7672 | 2216.75 | 7127.9978 | 1.091
5499 | Ventilation | Exhaust fan | F-10 (AHU-3) | Uniform | 5.0 | [5 empty] | 5.0 | 0.75 | 0.87 | 0.758 | 3.2155 | 0.9 | 1 | AHU-3 | 16.5 | 511.5 | 462 | 511.5 | 495 | 511.5 | 495 | 511.5 | 511.5 | 495 | 511.5 | 495 | 511.5 | 1332.237 | 1203.3109 | 1332.237 | 1289.2616 | 1332.237 | 1289.2616 | 1332.237 | 1332.237 | 1289.2616 | 1332.237 | 1289.2616 | 1332.237 | 6022.5 | 15686.0166 | 1.9389
5500 | Ventilation | Supply Fan | F-1 | Uniform | 5.0 | [5 empty] | 5.0 | 0.75 | 0.87 | 0.758 | 3.2155 |  | 1 | AH-1 | 9.028571429 | 279.8857 | 252.8 | 279.8857 | 270.8571 | 279.8857 | 270.8571 | 279.8857 | 279.8857 | 270.8571 | 279.8857 | 270.8571 | 279.8857 | 899.9773 | 812.8828 | 899.9773 | 870.9458 | 899.9773 | 870.9458 | 899.9773 | 899.9773 | 870.9458 | 899.9773 | 870.9458 | 899.9773 | 3295.4286 | 10596.5074 | 1.3051
5501 | Ventilation | Supply Fan | F-2 | Uniform | 5.0 | [5 empty] | 5.0 | 0.75 | 0.87 | 0.758 | 3.2155 |  | 1 | AH-1 | 9.028571429 | 279.8857 | 252.8 | 279.8857 | 270.8571 | 279.8857 | 270.8571 | 279.8857 | 279.8857 | 270.8571 | 279.8857 | 270.8571 | 279.8857 | 899.9773 | 812.8828 | 899.9773 | 870.9458 | 899.9773 | 870.9458 | 899.9773 | 899.9773 | 870.9458 | 899.9773 | 870.9458 | 899.9773 | 3295.4286 | 10596.5074 | 1.3051
5502 | Ventilation | Exhaust Fan | F-10 | Uniform | 5.0 | [5 empty] | 5.0 | 0.75 | 0.87 | 0.758 | 3.2155 |  | 1 | AH-1 | 9.028571429 | 279.8857 | 252.8 | 279.8857 | 270.8571 | 279.8857 | 270.8571 | 279.8857 | 279.8857 | 270.8571 | 279.8857 | 270.8571 | 279.8857 | 899.9773 | 812.8828 | 899.9773 | 870.9458 | 899.9773 | 870.9458 | 899.9773 | 899.9773 | 870.9458 | 899.9773 | 870.9458 | 899.9773 | 3295.4286 | 10596.5074 | 1.3051
5503 | Ventilation | Exhaust Fan | F-14 | Uniform | 5.0 | [5 empty] | 5.0 | 0.75 | 0.87 | 0.758 | 3.2155 |  | 1 | AH-1 | 9.028571429 | 279.8857 | 252.8 | 279.8857 | 270.8571 | 279.8857 | 270.8571 | 279.8857 | 279.8857 | 270.8571 | 279.8857 | 270.8571 | 279.8857 | 899.9773 | 812.8828 | 899.9773 | 870.9458 | 899.9773 | 870.9458 | 899.9773 | 899.9773 | 870.9458 | 899.9773 | 870.9458 | 899.9773 | 3295.4286 | 10596.5074 | 1.3051
5504 | Ventilation | Supply Fan | AHU-5A | VSD 65 | 5.0 | [5 empty] | 5.0 | 0.75 | 0.87 | 0.758 | 3.2155 |  | 1 | G | 2.142857142857140 | 28.0661 | 29.4 | 42.5143 | 46.4464 | 59.9518 | 64.2857 | 66.4286 | 66.4286 | 58.0179 | 42.5143 | 31.5 | 28.0661 | 90.2469 | 94.5362 | 136.7054 | 149.3493 | 192.776 | 206.7118 | 213.6022 | 213.6022 | 186.5574 | 136.7054 | 101.2888 | 90.2469 | 563.6196 | 1812.3287 | 0.12665
5505 | Gas boiler | Forced draft burner fan | B1-FD |  | 5.0 | [5 empty] | 5.0 | 0.75 | 0.87 | 0.758 | 3.2155 |  |  |  |  | 334.8 | 266.112 | 267.84 | 226.8 | 160.704 | 113.4 | 71.982 | 66.96 | 116.64 | 200.88 | 275.4 | 297.972 | 1076.5552 | 855.6877 | 861.2441 | 729.2793 | 516.7465 | 364.6397 | 231.4594 | 215.311 | 375.0579 | 645.9331 | 885.5534 | 958.1341 | 2399.49 | 7715.6015 | 0
5506 | Gas boiler | Forced draft burner fan | B2-FD |  | 5.0 | [5 empty] | 5.0 | 0.75 | 0.87 | 0.758 | 3.2155 |  |  |  |  | 334.8 | 266.112 | 267.84 | 226.8 | 160.704 | 113.4 | 71.982 | 66.96 | 116.64 | 200.88 | 275.4 | 297.972 | 1076.5552 | 855.6877 | 861.2441 | 729.2793 | 516.7465 | 364.6397 | 231.4594 | 215.311 | 375.0579 | 645.9331 | 885.5534 | 958.1341 | 2399.49 | 7715.6015 | 0
5507 | Gas boiler | Forced draft burner fan | B3-FD |  | 5.0 | [5 empty] | 5.0 | 0.75 | 0.87 | 0.758 | 3.2155 |  |  |  |  | 334.8 | 266.112 | 267.84 | 226.8 | 160.704 | 113.4 | 71.982 | 66.96 | 116.64 | 200.88 | 275.4 | 297.972 | 1076.5552 | 855.6877 | 861.2441 | 729.2793 | 516.7465 | 364.6397 | 231.4594 | 215.311 | 375.0579 | 645.9331 | 885.5534 | 958.1341 | 2399.49 | 7715.6015 | 0
5508 | Gas boiler | Forced draft burner fan | B1-FD |  | 5.0 | [5 empty] | 5.0 | 0.75 | 0.87 | 0.758 | 3.2155 |  |  |  |  | 334.8 | 266.112 | 267.84 | 226.8 | 160.704 | 113.4 | 71.982 | 66.96 | 116.64 | 200.88 | 275.4 | 297.972 | 1076.5552 | 855.6877 | 861.2441 | 729.2793 | 516.7465 | 364.6397 | 231.4594 | 215.311 | 375.0579 | 645.9331 | 885.5534 | 958.1341 | 2399.49 | 7715.6015 | 0
5509 | Gas boiler | Forced draft burner fan | B2-FD |  | 5.0 | [5 empty] | 5.0 | 0.75 | 0.87 | 0.758 | 3.2155 |  |  |  |  | 334.8 | 266.112 | 267.84 | 226.8 | 160.704 | 113.4 | 71.982 | 66.96 | 116.64 | 200.88 | 275.4 | 297.972 | 1076.5552 | 855.6877 | 861.2441 | 729.2793 | 516.7465 | 364.6397 | 231.4594 | 215.311 | 375.0579 | 645.9331 | 885.5534 | 958.1341 | 2399.49 | 7715.6015 | 0
5510 | Gas boiler | Forced draft burner fan | B3-FD |  | 5.0 | [5 empty] | 5.0 | 0.75 | 0.87 | 0.758 | 3.2155 |  |  |  |  | 334.8 | 266.112 | 267.84 | 226.8 | 160.704 | 113.4 | 71.982 | 66.96 | 116.64 | 200.88 | 275.4 | 297.972 | 1076.5552 | 855.6877 | 861.2441 | 729.2793 | 516.7465 | 364.6397 | 231.4594 | 215.311 | 375.0579 | 645.9331 | 885.5534 | 958.1341 | 2399.49 | 7715.6015 | 0
5511 | Pump | Boielr Pump |  | Heating 1 | 5.0 | [5 empty] | 5.0 | 0.75 | 0.87 | 0.758 | 3.2155 |  | 0.5 | Occupied | 13.428571428571400 | 208.1429 | 169.2 | 166.5143 | 141 | 83.2571 | 40.2857 | 41.6286 | 41.6286 | 40.2857 | 145.7 | 161.1429 | 187.3286 | 669.2869 | 544.0655 | 535.4296 | 453.3879 | 267.7148 | 129.5394 | 133.8574 | 133.8574 | 129.5394 | 468.5009 | 518.1576 | 602.3583 | 1426.1143 | 4585.6951 | 0.83771
5512 | Pump | AH1 - Main System | MAX_CHW_P1 | Graduation | 5.0 | [5 empty] | 5.0 | 0.75 | 0.87 | 0.758 | 3.2155 |  | 1 | AHU-1 | 16.0 | 0 | 0 | 0 | 0 | 64.48 | 0 | 0 | 0 | 0 | 0 | 0 | 0 | 0 | 0 | 0 | 0 | 207.3366 | 0 | 0 | 0 | 0 | 0 | 0 | 0 | 64.48 | 207.3366 | 0.01194
5513 | Pump | Pump | P-1 | Heating 1 | 5.0 | [5 empty] | 5.0 | 0.75 | 0.87 | 0.758 | 3.2155 |  | 0.5 | All Day | 24.0 | 353.4 | 319.2 | 241.8 | 234 | 111.6 | 36 | 0 | 0 | 90 | 223.2 | 306 | 383.16 | 1136.3638 | 1026.3931 | 777.5121 | 752.431 | 358.8517 | 115.7586 | 0 | 0 | 289.3966 | 717.7034 | 983.9483 | 1232.0576 | 2298.36 | 7390.4162 | 2.9522
5514 | Pump | Pump | P-2 | Heating 1 | 5.0 | [5 empty] | 5.0 | 0.75 | 0.87 | 0.758 | 3.2155 |  | 0.5 | All Day | 24.0 | 353.4 | 319.2 | 241.8 | 234 | 111.6 | 36 | 0 | 0 | 90 | 223.2 | 306 | 383.16 | 1136.3638 | 1026.3931 | 777.5121 | 752.431 | 358.8517 | 115.7586 | 0 | 0 | 289.3966 | 717.7034 | 983.9483 | 1232.0576 | 2298.36 | 7390.4162 | 2.9522
5515 | Ventilation | Supply Fan | AHU-3 | University | 5.0 | [5 empty] | 5.0 | 0.75 | 0.87 | 0.758 | 3.2155 |  | 1 | AHU-3 | 16.285714285714300 | 504.8571 | 456 | 504.8571 | 488.5714 | 504.8571 | 488.5714 | 504.8571 | 504.8571 | 488.5714 | 504.8571 | 488.5714 | 504.8571 | 1623.3768 | 1466.2759 | 1623.3768 | 1571.0099 | 1623.3768 | 1571.0099 | 1623.3768 | 1623.3768 | 1571.0099 | 1623.3768 | 1571.0099 | 1623.3768 | 5944.2857 | 19113.9532 | 8.3581
5516 | Ventilation | Supply Fan | AH-7 | Summer | 5.0 | [5 empty] | 5.0 | 0.75 | 0.87 | 0.758 | 3.2155 | 0.75 | 1 | HA-AH7-Sum | 6.071428571428570 | 0 | 0 | 0 | 0 | 188.2143 | 182.1429 | 188.2143 | 188.2143 | 0 | 0 | 0 | 0 | 0 | 0 | 0 | 0 | 340.4285 | 329.447 | 340.4285 | 340.4285 | 0 | 0 | 0 | 0 | 746.7857 | 1350.7326 | 0.064757
5517 | Heat pump | Evaporator Fan | HPU-R-01 | Heat Pump | 5.0 | [5 empty] | 5.0 | 0.75 | 0.87 | 0.758 | 3.2155 |  | 0.45 | All Day | 24.0 | 334.8 | 302.4 | 334.8 | 324 | 200.88 | 291.6 | 301.32 | 301.32 | 129.6 | 234.36 | 324 | 167.4 | 1076.5552 | 972.3724 | 1076.5552 | 1041.8276 | 645.9331 | 937.6448 | 968.8997 | 968.8997 | 416.731 | 753.5886 | 1041.8276 | 538.2776 | 3246.48 | 10439.1124 | 0.53614
5518 | Ventilation | Supply Fan | AH-7 | Spring | 5.0 | [5 empty] | 5.0 | 0.75 | 0.87 | 0.758 | 3.2155 | 0.75 | 1 | HA-AH7-Spr | 8.571428571428570 | 265.7143 | 240 | 265.7143 | 257.1429 | 0 | 0 | 0 | 0 | 0 | 0 | 0 | 0 | 480.605 | 434.0948 | 480.605 | 465.1016 | 0 | 0 | 0 | 0 | 0 | 0 | 0 | 0 | 1028.5714 | 1860.4064 | 0.089191
5519 | Ventilation | AHU-401 RF 401 | RAX-401 | Uniform | 5.0 | [5 empty] | 5.0 | 0.75 | 0.87 | 0.758 | 3.2155 |  | 1 | AHU-401 | 9.142857142857140 | 283.4286 | 256 | 283.4286 | 274.2857 | 283.4286 | 274.2857 | 283.4286 | 283.4286 | 274.2857 | 283.4286 | 274.2857 | 283.4286 | 911.3695 | 823.1724 | 911.3695 | 881.9704 | 911.3695 | 881.9704 | 911.3695 | 911.3695 | 881.9704 | 911.3695 | 881.9704 | 911.3695 | 3337.1429 | 10730.6404 | 0.21475
5520 | Ventilation | Exhaust Fan | EF-3 | Uniform | 5.0 | [5 empty] | 5.0 | 0.75 | 0.87 | 0.758 | 3.2155 |  | 0.5 | F | 8.142857142857140 | 126.2143 | 114 | 126.2143 | 122.1429 | 126.2143 | 122.1429 | 126.2143 | 126.2143 | 122.1429 | 126.2143 | 122.1429 | 126.2143 | 405.8442 | 366.569 | 405.8442 | 392.7525 | 405.8442 | 392.7525 | 405.8442 | 405.8442 | 392.7525 | 405.8442 | 392.7525 | 405.8442 | 1486.0714 | 4778.4883 | 0.33394
5521 | Ventilation | Supply Fan | RTU-1 | Uniform | 5.0 | [5 empty] | 5.0 | 0.75 | 0.87 | 0.758 | 3.2155 |  | 1 | RTU1 | 17.142857142857100 | 531.4286 | 432 | 531.4286 | 514.2857 | 478.2857 | 205.7143 | 106.2857 | 53.1429 | 308.5714 | 531.4286 | 514.2857 | 531.4286 | 1708.8177 | 1389.1034 | 1708.8177 | 1653.6946 | 1537.936 | 661.4778 | 341.7635 | 170.8818 | 992.2167 | 1708.8177 | 1653.6946 | 1708.8177 | 4738.2857 | 15236.0394 | 6.6182
5522 | Ventilation | Outdoor Air Supply Fan | SF-3 | Uniform | 5.0 | [5 empty] | 5.0 | 0.75 | 0.87 | 0.758 | 3.2155 |  | 1 | SF-1 | 9.742857142857140 | 302.0286 | 272.8 | 302.0286 | 292.2857 | 302.0286 | 292.2857 | 302.0286 | 302.0286 | 292.2857 | 302.0286 | 292.2857 | 302.0286 | 971.1781 | 877.1931 | 971.1781 | 939.8498 | 971.1781 | 939.8498 | 971.1781 | 971.1781 | 939.8498 | 971.1781 | 939.8498 | 971.1781 | 3556.1429 | 11434.8387 | 1.368
5523 | Ventilation | Outdoor Air Supply Fan | SF-4 | Uniform | 5.0 | [5 empty] | 5.0 | 0.75 | 0.87 | 0.758 | 3.2155 |  | 1 | SF-1 | 9.742857142857140 | 302.0286 | 272.8 | 302.0286 | 292.2857 | 302.0286 | 292.2857 | 302.0286 | 302.0286 | 292.2857 | 302.0286 | 292.2857 | 302.0286 | 971.1781 | 877.1931 | 971.1781 | 939.8498 | 971.1781 | 939.8498 | 971.1781 | 971.1781 | 939.8498 | 971.1781 | 939.8498 | 971.1781 | 3556.1429 | 11434.8387 | 1.368
5524 | Ventilation | Outdoor Air Supply Fan | SF-3 | Uniform | 5.0 | [5 empty] | 5.0 | 0.75 | 0.87 | 0.758 | 3.2155 |  | 1 | SF-1 | 9.742857142857140 | 302.0286 | 272.8 | 302.0286 | 292.2857 | 302.0286 | 292.2857 | 302.0286 | 302.0286 | 292.2857 | 302.0286 | 292.2857 | 302.0286 | 971.1781 | 877.1931 | 971.1781 | 939.8498 | 971.1781 | 939.8498 | 971.1781 | 971.1781 | 939.8498 | 971.1781 | 939.8498 | 971.1781 | 3556.1429 | 11434.8387 | 1.368
5525 | Ventilation | Outdoor Air Supply Fan | SF-4 | Uniform | 5.0 | [5 empty] | 5.0 | 0.75 | 0.87 | 0.758 | 3.2155 |  | 1 | SF-1 | 9.742857142857140 | 302.0286 | 272.8 | 302.0286 | 292.2857 | 302.0286 | 292.2857 | 302.0286 | 302.0286 | 292.2857 | 302.0286 | 292.2857 | 302.0286 | 971.1781 | 877.1931 | 971.1781 | 939.8498 | 971.1781 | 939.8498 | 971.1781 | 971.1781 | 939.8498 | 971.1781 | 939.8498 | 971.1781 | 3556.1429 | 11434.8387 | 1.368
5526 | Pump | Heat Recovery Pump | P-8 (AHU-1) | Heat Recovery | 5.0 |  | 3 |  | 208.0 |  | 5.0 | 0.75 | 0.87 | 0.758 | 3.2155 |  | 1 |  | 24.0 | 744 | 672 | 744 | 576 | 372 | 0 | 0 | 0 | 360 | 595.2 | 720 | 744 | 2392.3448 | 2160.8276 | 2392.3448 | 1852.1379 | 1196.1724 | 0 | 0 | 0 | 1157.5862 | 1913.8759 | 2315.1724 | 2392.3448 | 5527.2 | 17772.8069 | 2.7202
5527 | Pump | Circulation Pump | P-4 | Cooling 1 | 5.0 | [5 empty] | 5.0 | 0.75 | 0.87 | 0.758 | 3.2155 |  | 1 | All Day | 24.0 | 0 | 0 | 0 | 0 | 446.4 | 432 | 520.8 | 744 | 432 | 446.4 | 0 | 0 | 0 | 0 | 0 | 0 | 1435.4069 | 1389.1034 | 1674.6414 | 2392.3448 | 1389.1034 | 1435.4069 | 0 | 0 | 3021.6 | 9716.0069 | 2.3206
5528 | Pump | B&G | P-3 | Cooling | 5.0 | [5 empty] | 5.0 | 0.75 | 0.87 | 0.758 | 3.2155 |  | 0.5 |  | 12.0 | 0 | 0 | 0 | 90 | 111.6 | 144 | 186 | 167.4 | 90 | 74.4 | 0 | 0 | 0 | 0 | 0 | 289.3966 | 358.8517 | 463.0345 | 598.0862 | 538.2776 | 289.3966 | 239.2345 | 0 | 0 | 863.4 | 2776.2776 | 0.92598
5529 | Pump | Main Chilled Water Pumps | P-115 | Cooling 1 | 5.0 | [5 empty] | 5.0 | 0.75 | 0.87 | 0.758 | 3.2155 |  | 0.3 | All Day | 24.0 | 0 | 0 | 0 | 32.4 | 122.76 | 190.08 | 223.2 | 196.416 | 75.6 | 29.016 | 8.64 | 0 | 0 | 0 | 0 | 104.1828 | 394.7369 | 611.2055 | 717.7034 | 631.579 | 243.0931 | 93.3014 | 27.7821 | 0 | 878.112 | 2823.5843 | 0.38963
5530 | Pump | Main Chilled Water Pumps | P-116 | Cooling 1 | 5.0 | [5 empty] | 5.0 | 0.75 | 0.87 | 0.758 | 3.2155 |  | 0.3 | All Day | 24.0 | 0 | 0 | 0 | 32.4 | 122.76 | 190.08 | 223.2 | 196.416 | 75.6 | 29.016 | 8.64 | 0 | 0 | 0 | 0 | 104.1828 | 394.7369 | 611.2055 | 717.7034 | 631.579 | 243.0931 | 93.3014 | 27.7821 | 0 | 878.112 | 2823.5843 | 0.38963
5531 | Miscellaneous electricity | Control Compressor | CC-1 | Cooling 1 | 5.0 | [5 empty] | 5.0 | 0.75 | 0.87 | 0.758 | 3.2155 |  | 0.45 | Chiller | 17.0 | 0 | 0 | 0 | 0 | 94.86 | 114.75 | 237.15 | 237.15 | 114.75 | 71.145 | 0 | 0 | 0 | 0 | 0 | 0 | 305.024 | 368.9806 | 762.5599 | 762.5599 | 368.9806 | 228.768 | 0 | 0 | 869.805 | 2796.873 | 0.091637
5532 | Miscellaneous electricity | Control Compressor | CC-2 | Cooling 1 | 5.0 | [5 empty] | 5.0 | 0.75 | 0.87 | 0.758 | 3.2155 |  | 0.45 | Chiller | 17.0 | 0 | 0 | 0 | 0 | 94.86 | 114.75 | 237.15 | 237.15 | 114.75 | 71.145 | 0 | 0 | 0 | 0 | 0 | 0 | 305.024 | 368.9806 | 762.5599 | 762.5599 | 368.9806 | 228.768 | 0 | 0 | 869.805 | 2796.873 | 0.091637
5533 | AC system | Compressor | New AHU-1 | Cooling 1 | 5.0 | [5 empty] | 5.0 | 0.75 | 0.87 | 0.758 | 3.2155 |  | 0.15 | New AHU | 15.857142857142900 | 0 | 0 | 0 | 42.8143 | 51.615 | 57.0857 | 66.3621 | 73.7357 | 49.95 | 0 | 0 | 0 | 0 | 0 | 0 | 137.6701 | 165.9689 | 183.5601 | 213.3886 | 237.0985 | 160.6151 | 0 | 0 | 0 | 341.5629 | 1098.3013 | 0.12179
5534 | AC system | Compressor | New AHU-1 | Cooling 1 | 5.0 | [5 empty] | 5.0 | 0.75 | 0.87 | 0.758 | 3.2155 |  | 0.15 | New AHU | 15.857142857142900 | 0 | 0 | 0 | 42.8143 | 51.615 | 57.0857 | 66.3621 | 73.7357 | 49.95 | 0 | 0 | 0 | 0 | 0 | 0 | 137.6701 | 165.9689 | 183.5601 | 213.3886 | 237.0985 | 160.6151 | 0 | 0 | 0 | 341.5629 | 1098.3013 | 0.11884
5535 | AC system | Compressor | AHU-1 UPS | Cooling 1 | 5.0 | [5 empty] | 5.0 | 0.75 | 0.87 | 0.758 | 3.2155 |  | 0.15 | AHU-UPS | 24.0 | 0 | 0 | 0 | 64.8 | 78.12 | 86.4 | 100.44 | 111.6 | 75.6 | 0 | 0 | 0 | 0 | 0 | 0 | 208.3655 | 251.1962 | 277.8207 | 322.9666 | 358.8517 | 243.0931 | 0 | 0 | 0 | 516.96 | 1662.2938 | 0.18433
5536 | AC system | Compressor | AHU-1 UPS | Cooling 1 | 5.0 | [5 empty] | 5.0 | 0.75 | 0.87 | 0.758 | 3.2155 |  | 0.15 | AHU-UPS | 24.0 | 0 | 0 | 0 | 64.8 | 78.12 | 86.4 | 100.44 | 111.6 | 75.6 | 0 | 0 | 0 | 0 | 0 | 0 | 208.3655 | 251.1962 | 277.8207 | 322.9666 | 358.8517 | 243.0931 | 0 | 0 | 0 | 516.96 | 1662.2938 | 0.17987
5537 | Ventilation | Exhaust Fan | EF-15 | Uniform | 5.0 | [5 empty] | 5.0 | 0.75 | 0.87 | 0.758 | 3.2155 |  | 1 | 13.071428571428600 | 13.071428571428600 | 405.2143 | 366 | 405.2143 | 392.1429 | 405.2143 | 392.1429 | 405.2143 | 405.2143 | 392.1429 | 405.2143 | 392.1429 | 405.2143 | 1302.9735 | 1176.8793 | 1302.9735 | 1260.9421 | 1302.9735 | 1260.9421 | 1302.9735 | 1302.9735 | 1260.9421 | 1302.9735 | 1260.9421 | 1302.9735 | 4771.0714 | 15341.4624 | 4.4843
5538 | Ventilation | Supply Fan | AHU-7 | Uniform | 5.0 | [5 empty] | 5.0 | 0.75 | 0.87 | 0.758 | 3.2155 | 0.85 | 1 | AHU-7 | 18.392857142857100 | 570.1786 | 515 | 570.1786 | 551.7857 | 570.1786 | 496.6071 | 513.1607 | 570.1786 | 551.7857 | 570.1786 | 551.7857 | 570.1786 | 1324.6452 | 1196.4538 | 1324.6452 | 1281.9148 | 1324.6452 | 1153.7233 | 1192.1807 | 1324.6452 | 1281.9148 | 1324.6452 | 1281.9148 | 1324.6452 | 6601.1964 | 15335.9735 | 1.7194
5539 | Ventilation | Supply Fan | AHU-2 | Spring | 5.0 | [5 empty] | 5.0 | 0.75 | 0.87 | 0.758 | 3.2155 | 0.5 | 1 | HA-AH2-Spr | 8.642857142857140 | 267.9286 | 242 | 267.9286 | 259.2857 | 0 | 0 | 0 | 0 | 0 | 0 | 0 | 0 | 215.3822 | 194.5388 | 215.3822 | 208.4344 | 0 | 0 | 0 | 0 | 0 | 0 | 0 | 0 | 1037.1429 | 833.7377 | 0.039971
5540 | Pump | Lantern Radiant Slab Loop | P-3A | Pumps 16°C | 5.0 | [5 empty] | 5.0 | 0.75 | 0.87 | 0.758 | 3.2155 |  | 0.5 | 24h 7d | 24.0 | 332.6161 | 257.5989 | 241.9314 | 162.0803 | 73.1647 | 44.4004 | 7.4138 | 0.69465 | 31.1696 | 141.8106 | 199.0644 | 372 | 1069.5327 | 828.3139 | 777.9345 | 521.172 | 235.2625 | 142.7702 | 23.8391 | 2.2337 | 100.2265 | 455.9945 | 640.095 | 1196.1724 | 1863.9449 | 5993.547 | 0.71102
5541 | Pump | Lantern Radiant Slab Loop | P-3B | Pumps 16°C | 5.0 | [5 empty] | 5.0 | 0.75 | 0.87 | 0.758 | 3.2155 |  | 0.5 | 24h 7d | 24.0 | 332.6161 | 257.5989 | 241.9314 | 162.0803 | 73.1647 | 44.4004 | 7.4138 | 0.69465 | 31.1696 | 141.8106 | 199.0644 | 372 | 1069.5327 | 828.3139 | 777.9345 | 521.172 | 235.2625 | 142.7702 | 23.8391 | 2.2337 | 100.2265 | 455.9945 | 640.095 | 1196.1724 | 1863.9449 | 5993.547 | 0.71102
5542 | AC System | Fan Coil Cooling | FCU-1 | DD Cold Deck | 5.0 | [5 empty] | 5.0 | 0.75 | 0.87 | 0.758 | 3.2155 |  | 0.3 | All Day | 24.0 | 44.64 | 40.32 | 66.96 | 86.4 | 133.92 | 172.8 | 200.88 | 223.2 | 172.8 | 89.28 | 43.2 | 44.64 | 143.5407 | 129.6497 | 215.311 | 277.8207 | 430.6221 | 555.6414 | 645.9331 | 717.7034 | 555.6414 | 287.0814 | 138.9103 | 143.5407 | 1319.04 | 4241.3959 | 0.075908
5543 | AC System | Fan Coil Cooling | FCU-2 | DD Cold Deck | 5.0 | [5 empty] | 5.0 | 0.75 | 0.87 | 0.758 | 3.2155 |  | 0.3 | All Day | 24.0 | 44.64 | 40.32 | 66.96 | 86.4 | 133.92 | 172.8 | 200.88 | 223.2 | 172.8 | 89.28 | 43.2 | 44.64 | 143.5407 | 129.6497 | 215.311 | 277.8207 | 430.6221 | 555.6414 | 645.9331 | 717.7034 | 555.6414 | 287.0814 | 138.9103 | 143.5407 | 1319.04 | 4241.3959 | 0.075908
5544 | AC System | Fan Coil Cooling | FCU-3 | DD Cold Deck | 5.0 | [5 empty] | 5.0 | 0.75 | 0.87 | 0.758 | 3.2155 |  | 0.3 | All Day | 24.0 | 44.64 | 40.32 | 66.96 | 86.4 | 133.92 | 172.8 | 200.88 | 223.2 | 172.8 | 89.28 | 43.2 | 44.64 | 143.5407 | 129.6497 | 215.311 | 277.8207 | 430.6221 | 555.6414 | 645.9331 | 717.7034 | 555.6414 | 287.0814 | 138.9103 | 143.5407 | 1319.04 | 4241.3959 | 0.075908
5545 | AC System | Fan Coil Cooling | FCU-1 | DD Cold Deck | 5.0 | [5 empty] | 5.0 | 0.75 | 0.87 | 0.758 | 3.2155 |  | 0.3 | All Day | 24.0 | 44.64 | 40.32 | 66.96 | 86.4 | 133.92 | 172.8 | 200.88 | 223.2 | 172.8 | 89.28 | 43.2 | 44.64 | 143.5407 | 129.6497 | 215.311 | 277.8207 | 430.6221 | 555.6414 | 645.9331 | 717.7034 | 555.6414 | 287.0814 | 138.9103 | 143.5407 | 1319.04 | 4241.3959 | 0.075908
5546 | AC System | Fan Coil Cooling | FCU-2 | DD Cold Deck | 5.0 | [5 empty] | 5.0 | 0.75 | 0.87 | 0.758 | 3.2155 |  | 0.3 | All Day | 24.0 | 44.64 | 40.32 | 66.96 | 86.4 | 133.92 | 172.8 | 200.88 | 223.2 | 172.8 | 89.28 | 43.2 | 44.64 | 143.5407 | 129.6497 | 215.311 | 277.8207 | 430.6221 | 555.6414 | 645.9331 | 717.7034 | 555.6414 | 287.0814 | 138.9103 | 143.5407 | 1319.04 | 4241.3959 | 0.075908
5547 | AC System | Fan Coil Cooling | FCU-3 | DD Cold Deck | 5.0 | [5 empty] | 5.0 | 0.75 | 0.87 | 0.758 | 3.2155 |  | 0.3 | All Day | 24.0 | 44.64 | 40.32 | 66.96 | 86.4 | 133.92 | 172.8 | 200.88 | 223.2 | 172.8 | 89.28 | 43.2 | 44.64 | 143.5407 | 129.6497 | 215.311 | 277.8207 | 430.6221 | 555.6414 | 645.9331 | 717.7034 | 555.6414 | 287.0814 | 138.9103 | 143.5407 | 1319.04 | 4241.3959 | 0.075908
5548 | Pump | Pump | P-16 | Cooling 1 | 5.0 | [5 empty] | 5.0 | 0.75 | 0.87 | 0.758 | 3.2155 |  | 1 | All Day | 24.0 | 0 | 0 | 0 | 72 | 74.4 | 144 | 744 | 744 | 288 | 148.8 | 0 | 0 | 0 | 0 | 0 | 231.5172 | 239.2345 | 463.0345 | 2392.3448 | 2392.3448 | 926.069 | 478.469 | 0 | 0 | 2215.2 | 7123.0138 | 0.51359
5549 | Ventilation | Supply Fan | RTU-2 | Motion | 5.0 | [5 empty] | 5.0 | 0.75 | 0.87 | 0.758 | 3.2155 |  | 1 | Occupied | 12 | 372 | 336 | 186 | 324 | 372 | 360 | 334.8 | 260.4 | 180 | 111.6 | 72 | 260.4 | 1196.1724 | 1080.4138 | 598.0862 | 1041.8276 | 1196.1724 | 1157.5862 | 1076.5552 | 837.3207 | 578.7931 | 358.8517 | 231.5172 | 837.3207 | 3169.2 | 10190.6172 | 3.8105
5550 | Ventilation | Supply Fan | RTU-3 | Motion | 5.0 | [5 empty] | 5.0 | 0.75 | 0.87 | 0.758 | 3.2155 |  | 1 | Occupied | 12 | 372 | 336 | 186 | 324 | 372 | 360 | 334.8 | 260.4 | 180 | 111.6 | 72 | 260.4 | 1196.1724 | 1080.4138 | 598.0862 | 1041.8276 | 1196.1724 | 1157.5862 | 1076.5552 | 837.3207 | 578.7931 | 358.8517 | 231.5172 | 837.3207 | 3169.2 | 10190.6172 | 3.8105
5551 | Miscellaneous electricity | Air Compressor |  | Uniform | 5.0 | [5 empty] | 5.0 | 0.75 | 0.87 | 0.758 | 3.2155 |  | 0.02 | All Day | 24.0 | 14.88 | 13.44 | 14.88 | 14.4 | 14.88 | 14.4 | 14.88 | 14.88 | 14.4 | 14.88 | 14.4 | 14.88 | 47.8469 | 43.2166 | 47.8469 | 46.3034 | 47.8469 | 46.3034 | 47.8469 | 47.8469 | 46.3034 | 47.8469 | 46.3034 | 47.8469 | 175.2 | 563.3586 | 0.052218
5552 | Ventilation | AHU Supply Fan | SF 1 | Uniform | 5.0 | [5 empty] | 5.0 | 0.75 | 0.87 | 0.85 | 3.2155 |  | 1 | AHU-1 | 8.428571428571430 | 261.2857 | 236 | 261.2857 | 252.8571 | 261.2857 | 252.8571 | 261.2857 | 261.2857 | 252.8571 | 261.2857 | 252.8571 | 261.2857 | 840.1687 | 758.8621 | 840.1687 | 813.0665 | 840.1687 | 813.0665 | 840.1687 | 840.1687 | 813.0665 | 840.1687 | 813.0665 | 840.1687 | 3076.4286 | 9892.3091 | 2.8678
5553 | Ventilation | Supply Fan | F-1 | Uniform | 5.0 | [5 empty] | 5.0 | 0.75 | 0.87 | 0.758 | 3.2155 |  | 1 | AH-1 | 9.028571428571430 | 279.8857 | 252.8 | 279.8857 | 270.8571 | 279.8857 | 270.8571 | 279.8857 | 279.8857 | 270.8571 | 279.8857 | 270.8571 | 279.8857 | 899.9773 | 812.8828 | 899.9773 | 870.9458 | 899.9773 | 870.9458 | 899.9773 | 899.9773 | 870.9458 | 899.9773 | 870.9458 | 899.9773 | 3295.4286 | 10596.5074 | 1.3051
5554 | Ventilation | Supply Fan | F-2 | Uniform | 5.0 | [5 empty] | 5.0 | 0.75 | 0.87 | 0.758 | 3.2155 |  | 1 | AH-1 | 9.028571428571430 | 279.8857 | 252.8 | 279.8857 | 270.8571 | 279.8857 | 270.8571 | 279.8857 | 279.8857 | 270.8571 | 279.8857 | 270.8571 | 279.8857 | 899.9773 | 812.8828 | 899.9773 | 870.9458 | 899.9773 | 870.9458 | 899.9773 | 899.9773 | 870.9458 | 899.9773 | 870.9458 | 899.9773 | 3295.4286 | 10596.5074 | 1.3051
5555 | Ventilation | Exhaust Fan | F-10 | Uniform | 5.0 | [5 empty] | 5.0 | 0.75 | 0.87 | 0.758 | 3.2155 |  | 1 | AH-1 | 9.028571428571430 | 279.8857 | 252.8 | 279.8857 | 270.8571 | 279.8857 | 270.8571 | 279.8857 | 279.8857 | 270.8571 | 279.8857 | 270.8571 | 279.8857 | 899.9773 | 812.8828 | 899.9773 | 870.9458 | 899.9773 | 870.9458 | 899.9773 | 899.9773 | 870.9458 | 899.9773 | 870.9458 | 899.9773 | 3295.4286 | 10596.5074 | 1.3051
5556 | Ventilation | Exhaust Fan | F-14 | Uniform | 5.0 | [5 empty] | 5.0 | 0.75 | 0.87 | 0.758 | 3.2155 |  | 1 | AH-1 | 9.028571428571430 | 279.8857 | 252.8 | 279.8857 | 270.8571 | 279.8857 | 270.8571 | 279.8857 | 279.8857 | 270.8571 | 279.8857 | 270.8571 | 279.8857 | 899.9773 | 812.8828 | 899.9773 | 870.9458 | 899.9773 | 870.9458 | 899.9773 | 899.9773 | 870.9458 | 899.9773 | 870.9458 | 899.9773 | 3295.4286 | 10596.5074 | 1.3051
5557 | Ventilation | Supply Fan | AHU-6A | VSD 65 | 5.0 | [5 empty] | 5.0 | 0.75 | 0.87 | 0.758 | 3.2155 |  | 1 | A | 8.214285714285710 | 107.5866 | 112.7 | 162.9714 | 178.0446 | 229.8152 | 246.4286 | 254.6429 | 254.6429 | 222.4018 | 162.9714 | 120.75 | 107.5866 | 345.9466 | 362.3888 | 524.0374 | 572.5056 | 738.9747 | 792.3953 | 818.8085 | 818.8085 | 715.1368 | 524.0374 | 388.2737 | 345.9466 | 2160.542 | 6947.2599 | 0.4855
5558 | Pump | Pump |  | Gas Boilers | 5.0 | [5 empty] | 5.0 | 0.75 | 0.87 | 0.758 | 3.2155 |  | 1 | All Day | 24.0 | 297.6 | 268.8 | 297.6 | 288 | 223.2 | 108 | 2.232 | 11.16 | 72 | 260.4 | 324 | 483.6 | 956.9379 | 864.331 | 956.9379 | 926.069 | 717.7034 | 347.2759 | 7.177 | 35.8852 | 231.5172 | 837.3207 | 1041.8276 | 1555.0241 | 2636.592 | 8478.007 | 1.3972
5559 | Pump | Pump |  | Gas Boilers | 5.0 | [5 empty] | 5.0 | 0.75 | 0.87 | 0.758 | 3.2155 |  | 1 | All Day | 24.0 | 297.6 | 268.8 | 297.6 | 288 | 223.2 | 108 | 2.232 | 11.16 | 72 | 260.4 | 324 | 483.6 | 956.9379 | 864.331 | 956.9379 | 926.069 | 717.7034 | 347.2759 | 7.177 | 35.8852 | 231.5172 | 837.3207 | 1041.8276 | 1555.0241 | 2636.592 | 8478.007 | 1.3972
5560 | Pump | Pump |  | Gas Boilers | 5.0 | [5 empty] | 5.0 | 0.75 | 0.87 | 0.758 | 3.2155 |  | 1 | All Day | 24.0 | 297.6 | 268.8 | 297.6 | 288 | 223.2 | 108 | 2.232 | 11.16 | 72 | 260.4 | 324 | 483.6 | 956.9379 | 864.331 | 956.9379 | 926.069 | 717.7034 | 347.2759 | 7.177 | 35.8852 | 231.5172 | 837.3207 | 1041.8276 | 1555.0241 | 2636.592 | 8478.007 | 1.3972
5561 | Pump | Pump |  | Gas Boilers | 5.0 | [5 empty] | 5.0 | 0.75 | 0.87 | 0.758 | 3.2155 |  | 1 | All Day | 24.0 | 297.6 | 268.8 | 297.6 | 288 | 223.2 | 108 | 2.232 | 11.16 | 72 | 260.4 | 324 | 483.6 | 956.9379 | 864.331 | 956.9379 | 926.069 | 717.7034 | 347.2759 | 7.177 | 35.8852 | 231.5172 | 837.3207 | 1041.8276 | 1555.0241 | 2636.592 | 8478.007 | 1.3972
5562 | Pump | Pump |  | Gas Boilers | 5.0 | [5 empty] | 5.0 | 0.75 | 0.87 | 0.758 | 3.2155 |  | 1 | All Day | 24.0 | 297.6 | 268.8 | 297.6 | 288 | 223.2 | 108 | 2.232 | 11.16 | 72 | 260.4 | 324 | 483.6 | 956.9379 | 864.331 | 956.9379 | 926.069 | 717.7034 | 347.2759 | 7.177 | 35.8852 | 231.5172 | 837.3207 | 1041.8276 | 1555.0241 | 2636.592 | 8478.007 | 1.3972
5563 | Pump | Pump |  | Gas Boilers | 5.0 | [5 empty] | 5.0 | 0.75 | 0.87 | 0.758 | 3.2155 |  | 1 | All Day | 24.0 | 297.6 | 268.8 | 297.6 | 288 | 223.2 | 108 | 2.232 | 11.16 | 72 | 260.4 | 324 | 483.6 | 956.9379 | 864.331 | 956.9379 | 926.069 | 717.7034 | 347.2759 | 7.177 | 35.8852 | 231.5172 | 837.3207 | 1041.8276 | 1555.0241 | 2636.592 | 8478.007 | 1.3972
5564 | Ventilation | Supply Fan | AHU-2 | Fall | 5.0 | [5 empty] | 5.0 | 0.75 | 0.87 | 0.758 | 3.2155 | 0.5 | 1 | HA-AH2-Fal | 8.928571428571430 | 0 | 0 | 0 | 0 | 0 | 0 | 0 | 0 | 267.8571 | 276.7857 | 267.8571 | 276.7857 | 0 | 0 | 0 | 0 | 0 | 0 | 0 | 0 | 215.3248 | 222.5023 | 215.3248 | 222.5023 | 1089.2857 | 875.6542 | 0.041981
5565 | Ventilation | Supply Fan | AHU-3 | Fall | 5.0 | [5 empty] | 5.0 | 0.75 | 0.87 | 0.758 | 3.2155 | 0.5 | 1 | HA-AH3-Fal | 8.928571428571430 | 0 | 0 | 0 | 0 | 0 | 0 | 0 | 0 | 267.8571 | 276.7857 | 267.8571 | 276.7857 | 0 | 0 | 0 | 0 | 0 | 0 | 0 | 0 | 215.3248 | 222.5023 | 215.3248 | 222.5023 | 1089.2857 | 875.6542 | 0.041981
5566 | Ventilation | Supply Fan | AH-7 | Fall | 5.0 | [5 empty] | 5.0 | 0.75 | 0.87 | 0.758 | 3.2155 | 0.75 | 1 | HA-AH7-Fal | 8.571428571428570 | 0 | 0 | 0 | 0 | 0 | 0 | 0 | 0 | 257.1429 | 265.7143 | 257.1429 | 265.7143 | 0 | 0 | 0 | 0 | 0 | 0 | 0 | 0 | 465.1016 | 480.605 | 465.1016 | 480.605 | 1045.7143 | 1891.4132 | 0.090678
5567 | Ventilation | Supply fan | AHU-1 | Uniform | 5.0 | [5 empty] | 5.0 | 0.75 | 0.87 | 0.758 | 3.2155 |  | 0.5 | Occupied | 10.428571428571400 | 161.6429 | 146 | 161.6429 | 156.4286 | 161.6429 | 156.4286 | 161.6429 | 161.6429 | 156.4286 | 161.6429 | 156.4286 | 161.6429 | 519.7654 | 469.4655 | 519.7654 | 502.9988 | 519.7654 | 502.9988 | 519.7654 | 519.7654 | 502.9988 | 519.7654 | 502.9988 | 519.7654 | 1903.2143 | 6119.8183 | 12.664
5568 | Pump | Sec HW Pump |  | Heating 1 | 5.0 | [5 empty] | 5.0 | 0.75 | 0.87 | 0.758 | 3.2155 |  | 1 | All Day | 24.0 | 744 | 672 | 595.2 | 576 | 446.4 | 0 | 0 | 0 | 216 | 431.52 | 720 | 744 | 2392.3448 | 2160.8276 | 1913.8759 | 1852.1379 | 1435.4069 | 0 | 0 | 0 | 694.5517 | 1387.56 | 2315.1724 | 2392.3448 | 5145.12 | 16544.2221 | 1.8549
5569 | Pump | East Reheat Pump |  | Heating 1 | 5.0 | [5 empty] | 5.0 | 0.75 | 0.87 | 0.758 | 3.2155 |  | 1 | All Day | 24.0 | 744 | 672 | 595.2 | 576 | 446.4 | 0 | 0 | 0 | 216 | 431.52 | 720 | 744 | 2392.3448 | 2160.8276 | 1913.8759 | 1852.1379 | 1435.4069 | 0 | 0 | 0 | 694.5517 | 1387.56 | 2315.1724 | 2392.3448 | 5145.12 | 16544.2221 | 1.8549
5570 | Pump | West Reheat Pump |  | Heating 1 | 5.0 | [5 empty] | 5.0 | 0.75 | 0.87 | 0.758 | 3.2155 |  | 1 | All Day | 24.0 | 744 | 672 | 595.2 | 576 | 446.4 | 0 | 0 | 0 | 216 | 431.52 | 720 | 744 | 2392.3448 | 2160.8276 | 1913.8759 | 1852.1379 | 1435.4069 | 0 | 0 | 0 | 694.5517 | 1387.56 | 2315.1724 | 2392.3448 | 5145.12 | 16544.2221 | 1.8549
5571 | Pump | COOLING DISTRIBUTION PUMP | CL-P1 | Cooling 1 | 5.0 | [5 empty] | 5.0 | 0.75 | 0.87 | 0.758 | 3.2155 | 0.8 | 0.25 | All Day | 24.0 | 102.3 | 92.4 | 102.3 | 99 | 139.5 | 144 | 186 | 167.4 | 138.6 | 126.48 | 99 | 102.3 | 210.5263 | 190.1528 | 210.5263 | 203.7352 | 287.0814 | 296.3421 | 382.7752 | 344.4977 | 285.2292 | 260.2871 | 203.7352 | 210.5263 | 1499.28 | 3085.4148 | 0.51317
5572 | Ventilation | Supply Fan | AHU-5 | University | 5.0 | [5 empty] | 5.0 | 0.75 | 0.87 | 0.758 | 3.2155 |  | 1 | AHU-5 | 12.178571428571400 | 377.5357 | 341 | 377.5357 | 365.3571 | 226.5214 | 109.6071 | 37.7536 | 188.7679 | 365.3571 | 377.5357 | 365.3571 | 377.5357 | 1213.9726 | 1096.4914 | 1213.9726 | 1174.8122 | 728.3836 | 352.4437 | 121.3973 | 606.9863 | 1174.8122 | 1213.9726 | 1174.8122 | 1213.9726 | 3509.8643 | 11286.0291 | 3.0564
5573 | Pump | Reheat Coil Pump | P-6 | Heating 1 | 5.0 | [5 empty] | 5.0 | 0.75 | 0.87 | 0.758 | 3.2155 |  | 0.3 | All Day | 24.0 | 223.2 | 161.28 | 145.08 | 133.7066 | 93.744 | 64.8 | 44.64 | 33.48 | 54 | 118.296 | 172.8 | 223.2 | 717.7034 | 518.5986 | 466.5072 | 429.936 | 301.4354 | 208.3655 | 143.5407 | 107.6555 | 173.6379 | 380.3828 | 555.6414 | 717.7034 | 1468.2266 | 4721.1081 | 0.36597
5574 | Ventilation | Supply Fan | AHU-4A | Uniform | 5.0 | [5 empty] | 5.0 | 0.75 | 0.87 | 0.758 | 3.2155 | 1 | 1 | B | 8.571428571428570 | 265.7143 | 240 | 265.7143 | 257.1429 | 265.7143 | 257.1429 | 265.7143 | 265.7143 | 257.1429 | 265.7143 | 257.1429 | 265.7143 | 854.4089 | 771.7241 | 854.4089 | 826.8473 | 854.4089 | 826.8473 | 854.4089 | 854.4089 | 826.8473 | 854.4089 | 826.8473 | 854.4089 | 3128.5714 | 10059.9754 | 0.70302
5575 | Ventilation | Supply Fan | AC0004-VTC | Uniform | 5.0 | [5 empty] | 5.0 | 0.75 | 0.87 | 0.758 | 3.2155 |  | 1 | 15.5h M-F | 11.071428571428600 | 343.2143 | 310 | 343.2143 | 332.1429 | 343.2143 | 332.1429 | 343.2143 | 343.2143 | 332.1429 | 343.2143 | 332.1429 | 343.2143 | 277.3384 | 241.1638 | 253.7025 | 276.3352 | 281.4056 | 310.3636 | 401.603 | 353.4738 | 313.5693 | 279.6748 | 241.1638 | 277.3384 | 4041.0714 | 3507.132 | 0.19627
5576 | Ventilation | Gym AHU | AHU-2 | School Year | 5.0 | [5 empty] | 5.0 | 0.75 | 0.87 | 0.758 | 3.2155 |  | 1 | AHU-1 (from Audit) | 7.857142857142860 | 219.2143 | 220 | 194.8571 | 212.1429 | 170.5 | 212.1429 | 109.6071 | 109.6071 | 212.1429 | 243.5714 | 235.7143 | 243.5714 | 704.8873 | 707.4138 | 626.5665 | 682.149 | 548.2457 | 682.149 | 352.4437 | 352.4437 | 682.149 | 783.2081 | 757.9433 | 783.2081 | 2383.0714 | 7662.8073 | 11.9219
5577 | Ventilation | AHU-403 RF 403 | RAX-403 | Uniform | 5.0 | [5 empty] | 5.0 | 0.75 | 0.87 | 0.758 | 3.2155 |  | 1 | AHU-403/4 | 10.071428571428600 | 312.2143 | 282 | 312.2143 | 302.1429 | 312.2143 | 302.1429 | 312.2143 | 312.2143 | 302.1429 | 312.2143 | 302.1429 | 312.2143 | 1003.9304 | 906.7759 | 1003.9304 | 971.5456 | 1003.9304 | 971.5456 | 1003.9304 | 1003.9304 | 971.5456 | 1003.9304 | 971.5456 | 1003.9304 | 3676.0714 | 11820.4711 | 0.23656
5578 | Ventilation | AHU-404 RF 404 | RAX-404 | Uniform | 5.0 | [5 empty] | 5.0 | 0.75 | 0.87 | 0.758 | 3.2155 |  | 1 | AHU-403/4 | 10.071428571428600 | 312.2143 | 282 | 312.2143 | 302.1429 | 312.2143 | 302.1429 | 312.2143 | 312.2143 | 302.1429 | 312.2143 | 302.1429 | 312.2143 | 1003.9304 | 906.7759 | 1003.9304 | 971.5456 | 1003.9304 | 971.5456 | 1003.9304 | 1003.9304 | 971.5456 | 1003.9304 | 971.5456 | 1003.9304 | 3676.0714 | 11820.4711 | 0.23656
5579 | Ventilation | AHU Return Fan | RF-5 | Uniform | 5.0 | [5 empty] | 5.0 | 0.75 | 0.87 | 0.758 | 3.2155 |  | 1 | AHU-5/6 | 9.071428571428570 | 281.2143 | 254 | 281.2143 | 272.1429 | 281.2143 | 272.1429 | 281.2143 | 281.2143 | 272.1429 | 281.2143 | 272.1429 | 281.2143 | 904.2494 | 816.7414 | 904.2494 | 875.08 | 904.2494 | 875.08 | 904.2494 | 904.2494 | 875.08 | 904.2494 | 875.08 | 904.2494 | 3311.0714 | 10646.8073 | 3.0865
5580 | Pump | HW Circ Pump-4 | HW P-4 | Heating 1 | 5.0 | [5 empty] | 5.0 | 0.75 | 0.87 | 0.758 | 3.2155 |  | 0.6 | Occupied | 17.5 | 325.5 | 264.6 | 227.85 | 157.5 | 97.65 | 31.5 | 0 | 32.55 | 63 | 162.75 | 252 | 325.5 | 1046.6509 | 850.8259 | 732.6556 | 506.444 | 313.9953 | 101.2888 | 0 | 104.6651 | 202.5776 | 523.3254 | 810.3103 | 1046.6509 | 1940.4 | 6239.3897 | 2.7102
5581 | Ventilation | Supply Fan | RTU-Lab | Uniform | 5.0 | [5 empty] | 5.0 | 0.75 | 0.87 | 0.758 | 3.2155 |  | 1 | All Day | 24.0 | 744 | 604.8 | 744 | 720 | 669.6 | 288 | 148.8 | 74.4 | 432 | 744 | 720 | 744 | 2392.3448 | 1944.7448 | 2392.3448 | 2315.1724 | 2153.1103 | 926.069 | 478.469 | 239.2345 | 1389.1034 | 2392.3448 | 2315.1724 | 2392.3448 | 6633.6 | 21330.4552 | 9.2654
5582 | Pump | Pump | P-11 | Cooling 1 | 5.0 | [5 empty] | 5.0 | 0.75 | 0.87 | 0.758 | 3.2155 |  | 1 | Occupied | 18.357142857142900 | 0 | 0 | 0 | 0 | 227.6286 | 165.2143 | 569.0714 | 398.35 | 440.5714 | 113.8143 | 0 | 0 | 0 | 0 | 0 | 0 | 731.9436 | 531.2494 | 1829.859 | 1280.9013 | 1416.665 | 365.9718 | 0 | 0 | 1914.65 | 6156.5901 | 0.54699
5583 | Ventilation | Supply Fan | AHU-2 | Summer | 5.0 | [5 empty] | 5.0 | 0.75 | 0.87 | 0.758 | 3.2155 | 0.5 | 1 | HA-AH2-Sum | 10.714285714285700 | 0 | 0 | 0 | 0 | 332.1429 | 321.4286 | 332.1429 | 332.1429 | 0 | 0 | 0 | 0 | 0 | 0 | 0 | 0 | 267.0028 | 258.3898 | 267.0028 | 267.0028 | 0 | 0 | 0 | 0 | 1317.8571 | 1059.3981 | 0.05079
5584 | Ventilation | Supply Fan | AHU-3 | Summer | 5.0 | [5 empty] | 5.0 | 0.75 | 0.87 | 0.758 | 3.2155 | 0.5 | 1 | HA-AH3-Sum | 10.714285714285700 | 0 | 0 | 0 | 0 | 332.1429 | 321.4286 | 332.1429 | 332.1429 | 0 | 0 | 0 | 0 | 0 | 0 | 0 | 0 | 267.0028 | 258.3898 | 267.0028 | 267.0028 | 0 | 0 | 0 | 0 | 1317.8571 | 1059.3981 | 0.05079
5585 | Pump | Cooling System Pump | P-12 | Cooling 1 | 5.0 | [5 empty] | 5.0 | 0.75 | 0.87 | 0.758 | 3.2155 |  | 0.3 | All Day | 24.0 | 0 | 0 | 0 | 43.2 | 89.28 | 86.4 | 200.88 | 223.2 | 216 | 111.6 | 43.2 | 0 | 0 | 0 | 0 | 138.9103 | 287.0814 | 277.8207 | 645.9331 | 717.7034 | 694.5517 | 358.8517 | 138.9103 | 0 | 1013.76 | 3259.7628 | 0.25269
5586 | Pump | Hot Line 2 | HOT 2 P1 | Heating 1 | 5.0 |  | 3 |  | 440.0 |  | 5.0 | 0.75 | 0.87 | 0.758 | 3.2155 |  | 0.5 | All Day | 24.0 | 372 | 309.12 | 297.6 | 216 | 148.8 | 57.6 | 11.16 | 29.76 | 90 | 186 | 306 | 372 | 1196.1724 | 993.9807 | 956.9379 | 694.5517 | 478.469 | 185.2138 | 35.8852 | 95.6938 | 289.3966 | 598.0862 | 983.9483 | 1196.1724 | 2396.04 | 7704.5079 | 0.19189
5587 | Pump | Hot Line 2 | HOT 2 P2 | Heating 1 | 5.0 | 3.7 | 3 |  | 460.0 |  | 5.0 | 0.75 | 0.87 | 0.758 | 3.2155 |  | 0.5 | All Day | 24.0 | 372 | 309.12 | 297.6 | 216 | 148.8 | 57.6 | 11.16 | 29.76 | 90 | 186 | 306 | 372 | 1196.1724 | 993.9807 | 956.9379 | 694.5517 | 478.469 | 185.2138 | 35.8852 | 95.6938 | 289.3966 | 598.0862 | 983.9483 | 1196.1724 | 2396.04 | 7704.5079 | 0.19189
5588 | Pump | Hot Line 3 | HOT 3 P1 | Heating 1 | 5.0 |  | 3 |  | 460.0 |  | 5.0 | 0.75 | 0.87 | 0.758 | 3.2155 |  | 0.5 | All Day | 24.0 | 372 | 309.12 | 297.6 | 216 | 148.8 | 57.6 | 11.16 | 29.76 | 90 | 186 | 306 | 372 | 1196.1724 | 993.9807 | 956.9379 | 694.5517 | 478.469 | 185.2138 | 35.8852 | 95.6938 | 289.3966 | 598.0862 | 983.9483 | 1196.1724 | 2396.04 | 7704.5079 | 0.19189
5589 | Pump | Hot Line 3 | HOT 3 P2 | Heating 1 | 5.0 |  | 3 |  | 460.0 |  | 5.0 | 0.75 | 0.87 | 0.758 | 3.2155 |  | 0.5 | All Day | 24.0 | 372 | 309.12 | 297.6 | 216 | 148.8 | 57.6 | 11.16 | 29.76 | 90 | 186 | 306 | 372 | 1196.1724 | 993.9807 | 956.9379 | 694.5517 | 478.469 | 185.2138 | 35.8852 | 95.6938 | 289.3966 | 598.0862 | 983.9483 | 1196.1724 | 2396.04 | 7704.5079 | 0.19189
5590 | Ventilation | Combustion Air | CA Fan | Heating 1 | 5.0 | [5 empty] | 5.0 | 0.75 | 0.87 | 0.758 | 3.2155 |  | 1 | All Day | 24.0 | 744 | 618.24 | 595.2 | 432 | 297.6 | 115.2 | 22.32 | 59.52 | 180 | 372 | 612 | 744 | 2392.3448 | 1987.9614 | 1913.8759 | 1389.1034 | 956.9379 | 370.4276 | 71.7703 | 191.3876 | 578.7931 | 1196.1724 | 1967.8966 | 2392.3448 | 4792.08 | 15409.0159 | 0.38378
5591 | Ventilation | Supply Fan | AHU-2 | Uniform | 5.0 | [5 empty] | 5.0 | 0.75 | 0.87 | 0.758 | 3.2155 |  | 1 | Occupied | 11.428571428571400 | 354.2857 | 320 | 354.2857 | 342.8571 | 354.2857 | 342.8571 | 354.2857 | 354.2857 | 342.8571 | 354.2857 | 342.8571 | 354.2857 | 1139.2118 | 1028.9655 | 1139.2118 | 1102.4631 | 1139.2118 | 1102.4631 | 1139.2118 | 1139.2118 | 1102.4631 | 1139.2118 | 1102.4631 | 1139.2118 | 4171.4286 | 13413.3005 | 18.5196
5592 | Ventilation | Return Fan | AHU-1 | Uniform | 5.0 | [5 empty] | 5.0 | 0.75 | 0.87 | 0.758 | 3.2155 |  | 1 | Occupied | 11.428571428571400 | 354.2857 | 320 | 354.2857 | 342.8571 | 354.2857 | 342.8571 | 354.2857 | 354.2857 | 342.8571 | 354.2857 | 342.8571 | 354.2857 | 1139.2118 | 1028.9655 | 1139.2118 | 1102.4631 | 1139.2118 | 1102.4631 | 1139.2118 | 1139.2118 | 1102.4631 | 1139.2118 | 1102.4631 | 1139.2118 | 4171.4286 | 13413.3005 | 18.5196
5593 | Ventilation | Exhaust Fan | EF-6 | Uniform | 5.0 | [5 empty] | 5.0 | 0.75 | 0.87 | 0.758 | 3.2155 |  | 1 | AHU-1 | 11.928571428571400 | 369.7857 | 334 | 369.7857 | 357.8571 | 369.7857 | 357.8571 | 369.7857 | 369.7857 | 357.8571 | 369.7857 | 357.8571 | 369.7857 | 1189.0523 | 1073.9828 | 1189.0523 | 1150.6958 | 1189.0523 | 1150.6958 | 1189.0523 | 1189.0523 | 1150.6958 | 1189.0523 | 1150.6958 | 1189.0523 | 4353.9286 | 14000.1324 | 2.119
5594 | Pump | Armstrong | P-4 | Cooling | 5.0 | [5 empty] | 5.0 | 0.75 | 0.87 | 0.758 | 3.2155 |  | 0.6 |  | 12.0 | 0 | 0 | 0 | 108 | 133.92 | 172.8 | 223.2 | 200.88 | 108 | 89.28 | 0 | 0 | 0 | 0 | 0 | 347.2759 | 430.6221 | 555.6414 | 717.7034 | 645.9331 | 347.2759 | 287.0814 | 0 | 0 | 1036.08 | 3331.5331 | 1.1112
5595 | Pump | Pump | P-11 | Uniform | 5.0 | [5 empty] | 5.0 | 0.75 | 0.87 | 0.758 | 3.2155 |  | 1 | Occupied | 16.523809523809500 | 512.2381 | 462.6667 | 512.2381 | 495.7143 | 512.2381 | 495.7143 | 512.2381 | 512.2381 | 495.7143 | 512.2381 | 495.7143 | 512.2381 | 1647.1104 | 1487.7126 | 1647.1104 | 1593.9778 | 1647.1104 | 1593.9778 | 1647.1104 | 1647.1104 | 1593.9778 | 1647.1104 | 1593.9778 | 1647.1104 | 6031.1905 | 19393.397 | 1.7227
5596 | Pump | Pump | P-11 | Uniform | 5.0 | [5 empty] | 5.0 | 0.75 | 0.87 | 0.758 | 3.2155 |  | 1 | Occupied | 16.523809523809500 | 512.2381 | 462.6667 | 512.2381 | 495.7143 | 512.2381 | 495.7143 | 512.2381 | 512.2381 | 495.7143 | 512.2381 | 495.7143 | 512.2381 | 1647.1104 | 1487.7126 | 1647.1104 | 1593.9778 | 1647.1104 | 1593.9778 | 1647.1104 | 1647.1104 | 1593.9778 | 1647.1104 | 1593.9778 | 1647.1104 | 6031.1905 | 19393.397 | 1.7072
5597 | Pump | Chilled Water Pump | P-5 | Cooling 1 | 5.0 | [5 empty] | 5.0 | 0.75 | 0.87 | 0.758 | 3.2155 |  | 1 | AHU-1 | 13.642857142857100 | 0 | 0 | 0 | 0 | 211.4643 | 409.2857 | 422.9286 | 380.6357 | 368.3571 | 211.4643 | 122.7857 | 0 | 0 | 0 | 0 | 0 | 679.9671 | 1316.0653 | 1359.9341 | 1223.9407 | 1184.4587 | 679.9671 | 394.8196 | 0 | 2126.9214 | 6839.1525 | 4.5423
5598 | Ventilation | Supply Fan | AHU-5 | Uniform | 5.0 | [5 empty] | 5.0 | 0.75 | 0.87 | 0.758 | 3.2155 |  | 1 | HA-AH5 | 8.5 | 263.5 | 238 | 263.5 | 255 | 263.5 | 255 | 263.5 | 263.5 | 255 | 263.5 | 255 | 237.15 | 847.2888 | 765.2931 | 847.2888 | 819.9569 | 847.2888 | 819.9569 | 847.2888 | 847.2888 | 819.9569 | 847.2888 | 819.9569 | 762.5599 | 3076.15 | 9891.4134 | 0.47421
5599 | Ventilation | Fume hoods |  | University | 5.0 | [5 empty] | 5.0 | 0.75 | 0.87 | 0.758 | 3.2155 |  | 1 | All Day | 24.0 | 744 | 672 | 744 | 720 | 446.4 | 216 | 74.4 | 372 | 720 | 744 | 720 | 744 | 2392.3448 | 2160.8276 | 2392.3448 | 2315.1724 | 1435.4069 | 694.5517 | 239.2345 | 1196.1724 | 2315.1724 | 2392.3448 | 2315.1724 | 2392.3448 | 6916.8 | 22241.0897 | 6.0231
5600 | Ventilation | Supply Fan | AHU-UPS | University | 5.0 | [5 empty] | 5.0 | 0.75 | 0.87 | 0.758 | 3.2155 |  | 1 | AHU-UPS | 24.0 | 669.6 | 672 | 744 | 720 | 669.6 | 648 | 595.2 | 595.2 | 720 | 744 | 720 | 744 | 2153.1103 | 2160.8276 | 2392.3448 | 2315.1724 | 2153.1103 | 2083.6552 | 1913.8759 | 1913.8759 | 2315.1724 | 2392.3448 | 2315.1724 | 2392.3448 | 8241.6 | 26501.0069 | 2.9387
5601 | Ventilation | Supply Fan | AHU-UPS | University | 5.0 | [5 empty] | 5.0 | 0.75 | 0.87 | 0.758 | 3.2155 |  | 1 | AHU-UPS | 24.0 | 669.6 | 672 | 744 | 720 | 669.6 | 648 | 595.2 | 595.2 | 720 | 744 | 720 | 744 | 2153.1103 | 2160.8276 | 2392.3448 | 2315.1724 | 2153.1103 | 2083.6552 | 1913.8759 | 1913.8759 | 2315.1724 | 2392.3448 | 2315.1724 | 2392.3448 | 8241.6 | 26501.0069 | 2.8675
5602 | Pump | Circulation Pump | P-5 | Heating 1 | 5.0 | [5 empty] | 5.0 | 0.75 | 0.87 | 0.758 | 3.2155 |  | 1 | All Day | 24.0 | 744 | 672 | 558 | 432 | 297.6 | 144 | 18.6 | 18.6 | 18 | 148.8 | 432 | 520.8 | 2392.3448 | 2160.8276 | 1794.2586 | 1389.1034 | 956.9379 | 463.0345 | 59.8086 | 59.8086 | 57.8793 | 478.469 | 1389.1034 | 1674.6414 | 4004.4 | 12876.2172 | 3.0754
5603 | Pump | Circulation Pump | P-6 | Heating 1 | 5.0 | [5 empty] | 5.0 | 0.75 | 0.87 | 0.758 | 3.2155 |  | 1 | All Day | 24.0 | 744 | 672 | 558 | 432 | 297.6 | 144 | 18.6 | 18.6 | 18 | 148.8 | 432 | 520.8 | 2392.3448 | 2160.8276 | 1794.2586 | 1389.1034 | 956.9379 | 463.0345 | 59.8086 | 59.8086 | 57.8793 | 478.469 | 1389.1034 | 1674.6414 | 4004.4 | 12876.2172 | 3.0754
5604 | Pump | Pump | P-1 | Heating 1 | 5.0 | [5 empty] | 5.0 | 0.75 | 0.87 | 0.758 | 3.2155 |  | 0.5 | All Day | 24.0 | 372 | 336 | 279 | 180 | 148.8 | 0 | 9.3 | 9.3 | 9 | 74.4 | 144 | 260.4 | 1196.1724 | 1080.4138 | 897.1293 | 578.7931 | 478.469 | 0 | 29.9043 | 29.9043 | 28.9397 | 239.2345 | 463.0345 | 837.3207 | 1822.2 | 5859.3155 | 0.72425
5605 | Pump | Pump | P-2 | Heating 1 | 5.0 | [5 empty] | 5.0 | 0.75 | 0.87 | 0.758 | 3.2155 |  | 0.5 | All Day | 24.0 | 372 | 336 | 279 | 180 | 148.8 | 0 | 9.3 | 9.3 | 9 | 74.4 | 144 | 260.4 | 1196.1724 | 1080.4138 | 897.1293 | 578.7931 | 478.469 | 0 | 29.9043 | 29.9043 | 28.9397 | 239.2345 | 463.0345 | 837.3207 | 1822.2 | 5859.3155 | 0.72425
5606 | Pump | Pump | P-1 | Heating 1 | 5.0 | [5 empty] | 5.0 | 0.75 | 0.87 | 0.758 | 3.2155 |  | 0.25 | All Day | 24.0 | 186 | 168 | 139.5 | 90 | 74.4 | 36 | 4.65 | 4.65 | 4.5 | 37.2 | 72 | 130.2 | 598.0862 | 540.2069 | 448.5647 | 289.3966 | 239.2345 | 115.7586 | 14.9522 | 14.9522 | 14.4698 | 119.6172 | 231.5172 | 418.6603 | 947.1 | 3045.4164 | 4.7381
5607 | Pump | Pump | P-2 | Heating 1 | 5.0 | [5 empty] | 5.0 | 0.75 | 0.87 | 0.758 | 3.2155 |  | 0.25 | All Day | 24.0 | 186 | 168 | 139.5 | 90 | 74.4 | 36 | 4.65 | 4.65 | 4.5 | 37.2 | 72 | 130.2 | 598.0862 | 540.2069 | 448.5647 | 289.3966 | 239.2345 | 115.7586 | 14.9522 | 14.9522 | 14.4698 | 119.6172 | 231.5172 | 418.6603 | 947.1 | 3045.4164 | 4.7381
5608 | Pump | HW Pump |  | Heating 1 | 5.0 | [5 empty] | 5.0 | 0.75 | 0.87 | 0.758 | 3.2155 |  | 0.5 | All Day | 24.0 | 372 | 336 | 279 | 180 | 148.8 | 72 | 9.3 | 9.3 | 9 | 74.4 | 144 | 260.4 | 1196.1724 | 1080.4138 | 897.1293 | 578.7931 | 478.469 | 231.5172 | 29.9043 | 29.9043 | 28.9397 | 239.2345 | 463.0345 | 837.3207 | 1894.2 | 6090.8328 | 1.7192
5609 | Pump | HW Pump |  | Heating 1 | 5.0 | [5 empty] | 5.0 | 0.75 | 0.87 | 0.758 | 3.2155 |  | 0.5 | All Day | 24.0 | 372 | 336 | 279 | 180 | 148.8 | 72 | 9.3 | 9.3 | 9 | 74.4 | 144 | 260.4 | 1196.1724 | 1080.4138 | 897.1293 | 578.7931 | 478.469 | 231.5172 | 29.9043 | 29.9043 | 28.9397 | 239.2345 | 463.0345 | 837.3207 | 1894.2 | 6090.8328 | 1.7192
5610 | Ventilation | Penthouse AHU SF | RJH.RPPH.A1SF | AHU (Freezestat | 5.0 | [5 empty] | 5.0 | 0.75 | 0.87 | 0.758 | 3.2155 | 0.87 | 1 | All Day | 24.0 | 669.6 | 638.4 | 744 | 720 | 744 | 720 | 744 | 744 | 720 | 744 | 684 | 669.6 | 1629.6892 | 1553.7539 | 1810.7658 | 1752.354 | 1810.7658 | 1752.354 | 1810.7658 | 1810.7658 | 1752.354 | 1810.7658 | 1664.7363 | 1629.6892 | 8541.6 | 20788.7596 | 24.0732
5611 | Pump | Pump |  | Gas Boilers | 5.0 | [5 empty] | 5.0 | 0.75 | 0.87 | 0.758 | 3.2155 |  | 1 | All Day | 24.0 | 297.6 | 268.8 | 297.6 | 288 | 223.2 | 108 | 18.6 | 18.6 | 72 | 260.4 | 324 | 483.6 | 956.9379 | 864.331 | 956.9379 | 926.069 | 717.7034 | 347.2759 | 59.8086 | 59.8086 | 231.5172 | 837.3207 | 1041.8276 | 1555.0241 | 2660.4 | 8554.5621 | 2.2871
5612 | Pump | Pump |  | Gas Boilers | 5.0 | [5 empty] | 5.0 | 0.75 | 0.87 | 0.758 | 3.2155 |  | 1 | All Day | 24.0 | 297.6 | 268.8 | 297.6 | 288 | 223.2 | 108 | 18.6 | 18.6 | 72 | 260.4 | 324 | 483.6 | 956.9379 | 864.331 | 956.9379 | 926.069 | 717.7034 | 347.2759 | 59.8086 | 59.8086 | 231.5172 | 837.3207 | 1041.8276 | 1555.0241 | 2660.4 | 8554.5621 | 2.2871
5613 | Pump | Pump |  | Gas Boilers | 5.0 | [5 empty] | 5.0 | 0.75 | 0.87 | 0.758 | 3.2155 |  | 1 | All Day | 24.0 | 297.6 | 268.8 | 297.6 | 288 | 223.2 | 108 | 18.6 | 18.6 | 72 | 260.4 | 324 | 483.6 | 956.9379 | 864.331 | 956.9379 | 926.069 | 717.7034 | 347.2759 | 59.8086 | 59.8086 | 231.5172 | 837.3207 | 1041.8276 | 1555.0241 | 2660.4 | 8554.5621 | 2.2871
5614 | Pump | Pump |  | Gas Boilers | 5.0 | [5 empty] | 5.0 | 0.75 | 0.87 | 0.758 | 3.2155 |  | 1 | All Day | 24.0 | 297.6 | 268.8 | 297.6 | 288 | 223.2 | 108 | 18.6 | 18.6 | 72 | 260.4 | 324 | 483.6 | 956.9379 | 864.331 | 956.9379 | 926.069 | 717.7034 | 347.2759 | 59.8086 | 59.8086 | 231.5172 | 837.3207 | 1041.8276 | 1555.0241 | 2660.4 | 8554.5621 | 2.2871
5615 | Pump | Pump |  | Gas Boilers | 5.0 | [5 empty] | 5.0 | 0.75 | 0.87 | 0.758 | 3.2155 |  | 1 | All Day | 24.0 | 297.6 | 268.8 | 297.6 | 288 | 223.2 | 108 | 18.6 | 18.6 | 72 | 260.4 | 324 | 483.6 | 956.9379 | 864.331 | 956.9379 | 926.069 | 717.7034 | 347.2759 | 59.8086 | 59.8086 | 231.5172 | 837.3207 | 1041.8276 | 1555.0241 | 2660.4 | 8554.5621 | 2.2871
5616 | Pump | Pump |  | Gas Boilers | 5.0 | [5 empty] | 5.0 | 0.75 | 0.87 | 0.758 | 3.2155 |  | 1 | All Day | 24.0 | 297.6 | 268.8 | 297.6 | 288 | 223.2 | 108 | 18.6 | 18.6 | 72 | 260.4 | 324 | 483.6 | 956.9379 | 864.331 | 956.9379 | 926.069 | 717.7034 | 347.2759 | 59.8086 | 59.8086 | 231.5172 | 837.3207 | 1041.8276 | 1555.0241 | 2660.4 | 8554.5621 | 2.2871
5617 | Pump | Pump | P1B | Heating 1 | 5.0 | [5 empty] | 5.0 | 0.75 | 0.87 | 0.758 | 3.2155 |  | 1 | All Day | 24.0 | 669.6 | 604.8 | 632.4 | 576 | 297.6 | 144 | 37.2 | 37.2 | 144 | 446.4 | 576 | 669.6 | 2153.1103 | 1944.7448 | 2033.4931 | 1852.1379 | 956.9379 | 463.0345 | 119.6172 | 119.6172 | 463.0345 | 1435.4069 | 1852.1379 | 2153.1103 | 4834.8 | 15546.3828 | 14.0137
5618 | Ventilation | Supply Fan | AHU-19 | Uniform | 5.0 | [5 empty] | 5.0 | 0.75 | 0.87 | 0.758 | 3.2155 | 0.85 | 1 | All Day | 24.0 | 744 | 672 | 744 | 720 | 744 | 720 | 744 | 669.6 | 720 | 744 | 720 | 744 | 1728.4691 | 1561.1979 | 1728.4691 | 1672.7121 | 1728.4691 | 1672.7121 | 1728.4691 | 1555.6222 | 1672.7121 | 1728.4691 | 1672.7121 | 1728.4691 | 8685.6 | 20178.4833 | 0.47218
5619 | Ventilation | Supply Fan | AHU-20 | Uniform | 5.0 | [5 empty] | 5.0 | 0.75 | 0.87 | 0.758 | 3.2155 | 0.85 | 1 | All Day | 24.0 | 744 | 672 | 744 | 720 | 744 | 720 | 744 | 669.6 | 720 | 744 | 720 | 744 | 1728.4691 | 1561.1979 | 1728.4691 | 1672.7121 | 1728.4691 | 1672.7121 | 1728.4691 | 1555.6222 | 1672.7121 | 1728.4691 | 1672.7121 | 1728.4691 | 8685.6 | 20178.4833 | 0.47218
5620 | Ventilation | Supply Fan | AHU-3 | Spring | 5.0 | [5 empty] | 5.0 | 0.75 | 0.87 | 0.758 | 3.2155 | 0.5 | 1 | HA-AH3-Spr | 8.928571428571430 | 276.7857 | 250 | 276.7857 | 267.8571 | 0 | 0 | 0 | 0 | 0 | 0 | 0 | 0 | 222.5023 | 200.9698 | 222.5023 | 215.3248 | 0 | 0 | 0 | 0 | 0 | 0 | 0 | 0 | 1071.4286 | 861.2993 | 0.041292
5621 | Ventilation | AHU Return Fan | RF-8 | Uniform | 5.0 | [5 empty] | 5.0 | 0.75 | 0.87 | 0.758 | 3.2155 |  | 1 | RF-8/9 | 7.357142857142860 | 228.0714 | 206 | 228.0714 | 220.7143 | 228.0714 | 220.7143 | 228.0714 | 228.0714 | 220.7143 | 228.0714 | 220.7143 | 228.0714 | 733.3676 | 662.3966 | 733.3676 | 709.7106 | 733.3676 | 709.7106 | 733.3676 | 733.3676 | 709.7106 | 733.3676 | 709.7106 | 733.3676 | 2685.3571 | 8634.8122 | 2.5032
5622 | Ventilation | AHU Return Fan | RF-9 | Uniform | 5.0 | [5 empty] | 5.0 | 0.75 | 0.87 | 0.758 | 3.2155 |  | 1 | RF-8/9 | 7.357142857142860 | 228.0714 | 206 | 228.0714 | 220.7143 | 228.0714 | 220.7143 | 228.0714 | 228.0714 | 220.7143 | 228.0714 | 220.7143 | 228.0714 | 733.3676 | 662.3966 | 733.3676 | 709.7106 | 733.3676 | 709.7106 | 733.3676 | 733.3676 | 709.7106 | 733.3676 | 709.7106 | 733.3676 | 2685.3571 | 8634.8122 | 2.5032
5623 | Ice Plant | Cooling Tower Fan |  | Ice Plant | 5.0 | [5 empty] | 5.0 | 0.75 | 0.87 | 0.758 | 3.2155 |  | 0.3 | All Day | 24.0 | 178.56 | 191.52 | 223.2 | 129.6 | 0 | 0 | 0 | 0 | 64.8 | 223.2 | 216 | 200.88 | 574.1628 | 615.8359 | 717.7034 | 416.731 | 0 | 0 | 0 | 0 | 208.3655 | 717.7034 | 694.5517 | 645.9331 | 1427.76 | 4590.9869 | 2.6509
5624 | Pump | HW supply pump |  | Heating 1 | 5.0 | [5 empty] | 5.0 | 0.75 | 0.87 | 0.758 | 3.2155 |  | 1 | Occupied | 15.428571428571400 | 478.2857 | 388.8 | 358.7143 | 300.8571 | 205.6629 | 199.0286 | 95.6571 | 71.7429 | 120.3429 | 267.84 | 379.5429 | 478.2857 | 1537.936 | 1250.1931 | 1153.452 | 967.4113 | 661.3125 | 639.9798 | 307.5872 | 230.6904 | 386.9645 | 861.2441 | 1220.4266 | 1537.936 | 3344.76 | 10755.1334 | 2.5184
5625 | Pump | HW supply pump |  | Heating 1 | 5.0 | [5 empty] | 5.0 | 0.75 | 0.87 | 0.758 | 3.2155 |  | 1 | Occupied | 15.428571428571400 | 478.2857 | 388.8 | 358.7143 | 300.8571 | 205.6629 | 199.0286 | 95.6571 | 71.7429 | 120.3429 | 267.84 | 379.5429 | 478.2857 | 1537.936 | 1250.1931 | 1153.452 | 967.4113 | 661.3125 | 639.9798 | 307.5872 | 230.6904 | 386.9645 | 861.2441 | 1220.4266 | 1537.936 | 3344.76 | 10755.1334 | 2.5184
5626 | Pump | HW Pump | PHW-3 | Heating 1 | 5.0 | [5 empty] | 5.0 | 0.75 | 0.87 | 0.758 | 3.2155 |  | 0.4 | All Day | 24.0 | 297.6 | 268.8 | 232.128 | 187.2 | 89.28 | 57.6 | 0 | 0 | 28.8 | 59.52 | 187.2 | 297.6 | 956.9379 | 864.331 | 746.4116 | 601.9448 | 287.0814 | 185.2138 | 0 | 0 | 92.6069 | 191.3876 | 601.9448 | 956.9379 | 1705.728 | 5484.7978 | 1.59
5627 | Pump | HW Pump | PHW-4 | Heating 1 | 5.0 | [5 empty] | 5.0 | 0.75 | 0.87 | 0.758 | 3.2155 |  | 0.4 | All Day | 24.0 | 297.6 | 268.8 | 232.128 | 187.2 | 89.28 | 57.6 | 0 | 0 | 28.8 | 59.52 | 187.2 | 297.6 | 956.9379 | 864.331 | 746.4116 | 601.9448 | 287.0814 | 185.2138 | 0 | 0 | 92.6069 | 191.3876 | 601.9448 | 956.9379 | 1705.728 | 5484.7978 | 1.59
5628 | Pump | HW Pump | PHW-5 | Heating 1 | 5.0 | [5 empty] | 5.0 | 0.75 | 0.87 | 0.758 | 3.2155 |  | 0.4 | All Day | 24.0 | 297.6 | 268.8 | 232.128 | 187.2 | 89.28 | 57.6 | 0 | 0 | 28.8 | 59.52 | 187.2 | 297.6 | 956.9379 | 864.331 | 746.4116 | 601.9448 | 287.0814 | 185.2138 | 0 | 0 | 92.6069 | 191.3876 | 601.9448 | 956.9379 | 1705.728 | 5484.7978 | 1.59
5629 | Pump | HW Pump | PHW-6 | Heating 1 | 5.0 | [5 empty] | 5.0 | 0.75 | 0.87 | 0.758 | 3.2155 |  | 0.4 | All Day | 24.0 | 297.6 | 268.8 | 232.128 | 187.2 | 89.28 | 57.6 | 0 | 0 | 28.8 | 59.52 | 187.2 | 297.6 | 956.9379 | 864.331 | 746.4116 | 601.9448 | 287.0814 | 185.2138 | 0 | 0 | 92.6069 | 191.3876 | 601.9448 | 956.9379 | 1705.728 | 5484.7978 | 1.59
5630 | Pump | Pump | P-10 | Uniform | 7.5 | [5 empty] | 7.5 | 0.75 | 0.8825 | 0.7645 | 4.755 |  | 0 | All Day | 24.0 | 0 | 0 | 0 | 0 | 0 | 0 | 0 | 0 | 0 | 0 | 0 | 0 | 0 | 0 | 0 | 0 | 0 | 0 | 0 | 0 | 0 | 0 | 0 | 0 | 0 | 0 | 0
5631 | Ventilation | Supply Fan | AC-2 | Uniform | 7.5 | [5 empty] | 7.5 | 1 | 0.8825 | 0.7645 | 6.3399 |  | 0 |  | 24.0 | 0 | 0 | 0 | 0 | 0 | 0 | 0 | 0 | 0 | 0 | 0 | 0 | 0 | 0 | 0 | 0 | 0 | 0 | 0 | 0 | 0 | 0 | 0 | 0 | 0 | 0 | 0
5632 | Pump | Glycol (Ht Recov.) AHU1,2 | 41-02-018 |  | 7.5 | 5.595 |  |  |  |  | 7.5 | 0.75 | 0.8825 | 0.7645 | 4.755 | [28 empty] | 0 | 0 | 0
5633 | Pump | Glycol (Ht Recov.) AHU3,4 | 41-02-019 |  | 7.5 | 5.595 |  |  |  |  | 7.5 | 0.75 | 0.8825 | 0.7645 | 4.755 | [28 empty] | 0 | 0 | 0
5634 | Pump | Pure Water Dist. | 41-02-030 |  | 2.0 | 1.492 |  |  |  |  | 7.5 | 0.75 | 0.8825 | 0.7645 | 4.755 | [28 empty] | 0 | 0 | 0
5635 | Pump | Chilled Water Pump | P-CE01 | Cooling 1 | 7.5 | [5 empty] | 7.5 | 0.75 | 0.8825 | 0.7645 | 4.755 |  | 0 | All Day | 24.0 | 0 | 0 | 0 | 0 | 0 | 0 | 0 | 0 | 0 | 0 | 0 | 0 | 0 | 0 | 0 | 0 | 0 | 0 | 0 | 0 | 0 | 0 | 0 | 0 | 0 | 0 | 0
5636 | Pump | Chilled Water Pump | P-CE02 | Cooling 1 | 7.5 | [5 empty] | 7.5 | 0.75 | 0.8825 | 0.7645 | 4.755 |  | 0 | All Day | 24.0 | 0 | 0 | 0 | 0 | 0 | 0 | 0 | 0 | 0 | 0 | 0 | 0 | 0 | 0 | 0 | 0 | 0 | 0 | 0 | 0 | 0 | 0 | 0 | 0 | 0 | 0 | 0
5637 | Pump | Pump | P-12 | Uniform | 7.5 | [5 empty] | 7.5 | 0.75 | 0.8825 | 0.7645 | 4.755 |  | 0 | Occupied | 16.523809523809500 | 0 | 0 | 0 | 0 | 0 | 0 | 0 | 0 | 0 | 0 | 0 | 0 | 0 | 0 | 0 | 0 | 0 | 0 | 0 | 0 | 0 | 0 | 0 | 0 | 0 | 0 | 0
5638 | Ventilation | Supply Fan | MUA-3 | Uniform | 7.5 | [5 empty] | 7.5 | 0.75 | 0.8825 | 0.7645 | 4.755 |  | 0 | 24/7 | 24.0 | 0 | 0 | 0 | 0 | 0 | 0 | 0 | 0 | 0 | 0 | 0 | 0 | 0 | 0 | 0 | 0 | 0 | 0 | 0 | 0 | 0 | 0 | 0 | 0 | 0 | 0 | 0
5639 | Pump | Pump | P-12 | Uniform | 7.5 | [5 empty] | 7.5 | 0.75 | 0.8825 | 0.7645 | 4.755 |  | 0 | Occupied | 18.357142857142900 | 0 | 0 | 0 | 0 | 0 | 0 | 0 | 0 | 0 | 0 | 0 | 0 | 0 | 0 | 0 | 0 | 0 | 0 | 0 | 0 | 0 | 0 | 0 | 0 | 0 | 0 | 0
5640 | Ventilation | Supply Fan | SF-3 | Uniform | 7.5 | [5 empty] | 7.5 | 0.75 | 0.8825 | 0.7645 | 4.755 |  | 0 | 24/7 | 24.0 | 0 | 0 | 0 | 0 | 0 | 0 | 0 | 0 | 0 | 0 | 0 | 0 | 0 | 0 | 0 | 0 | 0 | 0 | 0 | 0 | 0 | 0 | 0 | 0 | 0 | 0 | 0
5641 | Pump | Primary Glycol Pump | PG-306 | Uniform | 7.5 | [5 empty] | 7.5 | 0.75 | 0.8825 | 0.7645 | 4.755 |  | 0 | All Day | 24.0 | 0 | 0 | 0 | 0 | 0 | 0 | 0 | 0 | 0 | 0 | 0 | 0 | 0 | 0 | 0 | 0 | 0 | 0 | 0 | 0 | 0 | 0 | 0 | 0 | 0 | 0 | 0
5642 | Pump | CHW Pump | P-4 | Uniform | 7.5 | [5 empty] | 7.5 | 0.75 | 0.8825 | 0.7645 | 4.755 |  | 0 | All Day | 24.0 | 0 | 0 | 0 | 0 | 0 | 0 | 0 | 0 | 0 | 0 | 0 | 0 | 0 | 0 | 0 | 0 | 0 | 0 | 0 | 0 | 0 | 0 | 0 | 0 | 0 | 0 | 0
5643 | Pump | HEATING DISTRIBUTION PUMP | HL-P2 | Heating 1 | 7.5 | [5 empty] | 7.5 | 0.75 | 0.8825 | 0.7645 | 4.755 | 0 | 0 | All Day | 24.0 | 0 | 0 | 0 | 0 | 0 | 0 | 0 | 0 | 0 | 0 | 0 | 0 | 0 | 0 | 0 | 0 | 0 | 0 | 0 | 0 | 0 | 0 | 0 | 0 | 0 | 0 | 0
5644 | Pump | Pump | P-12 | Uniform | 7.5 | [5 empty] | 7.5 | 0.75 | 0.8825 | 0.7645 | 4.755 |  | 0 | Occupied | 16.523809523809500 | 0 | 0 | 0 | 0 | 0 | 0 | 0 | 0 | 0 | 0 | 0 | 0 | 0 | 0 | 0 | 0 | 0 | 0 | 0 | 0 | 0 | 0 | 0 | 0 | 0 | 0 | 0
5645 | Ventilation | Return Fan | AHU-5 | Uniform | 7.5 | [5 empty] | 7.5 | 0.75 | 0.8825 | 0.7645 | 4.755 |  | 1 | AHU-5 | 20.0 | 620 | 560 | 620 | 600 | 620 | 540 | 558 | 620 | 600 | 620 | 600 | 620 | 2948.0737 | 2662.7762 | 2948.0737 | 2852.9745 | 2948.0737 | 2567.6771 | 2653.2663 | 2948.0737 | 2852.9745 | 2948.0737 | 2852.9745 | 2948.0737 | 7178 | 34131.085 | 3.8267
5646 | pump | Pump | PX-1 | Cooling 1 | 7.5 | [5 empty] | 7.5 | 0.75 | 0.8825 | 0.7645 | 4.755 |  | 0.5 | All Day | 24.0 | 1 | 0 | 18 | 53 | 175.5 | 316.5 | 350.5 | 364 | 245 | 78.5 | 3.5 | 0 | 4.755 | 0 | 85.5892 | 252.0127 | 834.495 | 1504.9441 | 1666.6126 | 1730.8045 | 1164.9646 | 373.2642 | 16.6424 | 0 | 1605.5 | 7634.0843 | 1.3047
5647 | pump | Pump | PX-2 | Cooling 1 | 7.5 | [5 empty] | 7.5 | 0.75 | 0.8825 | 0.7645 | 4.755 |  | 0.5 | All Day | 24.0 | 1 | 0 | 18 | 53 | 175.5 | 316.5 | 350.5 | 364 | 245 | 78.5 | 3.5 | 0 | 4.755 | 0 | 85.5892 | 252.0127 | 834.495 | 1504.9441 | 1666.6126 | 1730.8045 | 1164.9646 | 373.2642 | 16.6424 | 0 | 1605.5 | 7634.0843 | 1.3047
5648 | Miscellaneous electricity | Compressor |  | Uniform | 7.5 | [5 empty] | 7.5 | 0.75 | 0.8825 | 0.7645 | 4.755 |  | 0.25 | All Day | 24.0 | 186 | 168 | 186 | 180 | 186 | 180 | 186 | 186 | 180 | 186 | 180 | 186 | 884.4221 | 798.8329 | 884.4221 | 855.8924 | 884.4221 | 855.8924 | 884.4221 | 884.4221 | 855.8924 | 884.4221 | 855.8924 | 884.4221 | 2190 | 10413.3569 | 1.7959
5649 | Pump | Pump | M1 | Uniform | 7.5 | [5 empty] | 7.5 | 0.75 | 0.8825 | 0.7645 | 4.755 |  | 0.25 |  | 24.0 | 186 | 168 | 186 | 180 | 186 | 180 | 186 | 186 | 180 | 186 | 180 | 186 | 884.4221 | 798.8329 | 884.4221 | 855.8924 | 884.4221 | 855.8924 | 884.4221 | 884.4221 | 855.8924 | 884.4221 | 855.8924 | 884.4221 | 2190 | 10413.3569 | 1.4464
5650 | Pump | Pump | M2 | Uniform | 7.5 | [5 empty] | 7.5 | 0.75 | 0.8825 | 0.7645 | 4.755 |  | 0.25 |  | 24.0 | 186 | 168 | 186 | 180 | 186 | 180 | 186 | 186 | 180 | 186 | 180 | 186 | 884.4221 | 798.8329 | 884.4221 | 855.8924 | 884.4221 | 855.8924 | 884.4221 | 884.4221 | 855.8924 | 884.4221 | 855.8924 | 884.4221 | 2190 | 10413.3569 | 1.4464
5651 | Ventilation | 3 new HP units | AH-5A,B,C | Uniform | 7.5 | [5 empty] | 7.5 | 0.75 | 0.8825 | 0.7645 | 4.755 |  | 0.5 | All Day | 24.0 | 372 | 336 | 372 | 360 | 372 | 360 | 372 | 372 | 360 | 372 | 360 | 372 | 1768.8442 | 1597.6657 | 1768.8442 | 1711.7847 | 1768.8442 | 1711.7847 | 1768.8442 | 1768.8442 | 1711.7847 | 1768.8442 | 1711.7847 | 1768.8442 | 4380 | 20826.7139 | 0.14488
5652 | Ventilation | Supply fan | F-2 (AHU-2) | Uniform | 7.5 | [5 empty] | 7.5 | 0.75 | 0.8825 | 0.7645 | 4.755 | 0.85 | 1 | AHU-2 | 12.0 | 372 | 336 | 372 | 360 | 372 | 360 | 372 | 372 | 360 | 372 | 360 | 372 | 1277.9899 | 1154.3135 | 1277.9899 | 1236.7644 | 1277.9899 | 1236.7644 | 1277.9899 | 1277.9899 | 1236.7644 | 1277.9899 | 1236.7644 | 1277.9899 | 4380 | 15047.3008 | 1.8599
5653 | Pump | Pump | BP-2 | Uniform | 7.5 | [5 empty] | 7.5 | 0.75 | 0.8825 | 0.7645 | 4.755 |  | 0.5 | All Day | 24.0 | 372 | 336 | 372 | 360 | 372 | 360 | 372 | 372 | 360 | 372 | 360 | 372 | 1768.8442 | 1597.6657 | 1768.8442 | 1711.7847 | 1768.8442 | 1711.7847 | 1768.8442 | 1768.8442 | 1711.7847 | 1768.8442 | 1711.7847 | 1768.8442 | 4380 | 20826.7139 | 0.39429
5654 | Pump | Pump | BP-3 | Uniform | 7.5 | [5 empty] | 7.5 | 0.75 | 0.8825 | 0.7645 | 4.755 |  | 0.5 | All Day | 24.0 | 372 | 336 | 372 | 360 | 372 | 360 | 372 | 372 | 360 | 372 | 360 | 372 | 1768.8442 | 1597.6657 | 1768.8442 | 1711.7847 | 1768.8442 | 1711.7847 | 1768.8442 | 1768.8442 | 1711.7847 | 1768.8442 | 1711.7847 | 1768.8442 | 4380 | 20826.7139 | 0.39429
5655 | Pump | Pump | P-8 | Uniform | 7.5 | [5 empty] | 7.5 | 0.75 | 0.8825 | 0.7645 | 4.755 |  | 1 | All Day | 24.0 | 744 | 672 | 744 | 720 | 744 | 720 | 744 | 744 | 720 | 744 | 720 | 744 | 3537.6884 | 3195.3314 | 3537.6884 | 3423.5694 | 3537.6884 | 3423.5694 | 3537.6884 | 3537.6884 | 3423.5694 | 3537.6884 | 3423.5694 | 3537.6884 | 8760 | 41653.4278 | 3.0033
5656 | Ventilation | SF-1 |  | Uniform | 7.5 | [5 empty] | 7.5 | 0.75 | 0.8825 | 0.7645 | 4.755 |  | 1 | All Day | 24.0 | 744 | 672 | 744 | 720 | 744 | 720 | 744 | 744 | 720 | 744 | 720 | 744 | 3537.6884 | 3195.3314 | 3537.6884 | 3423.5694 | 3537.6884 | 3423.5694 | 3537.6884 | 3537.6884 | 3423.5694 | 3537.6884 | 3423.5694 | 3537.6884 | 8760 | 41653.4278 | 100
5657 | Ventilation | EF | AX-3 | Uniform | 7.5 |  | 3 |  | 208.0 |  | 7.5 | 0.75 | 0.8825 | 0.7645 | 4.755 | 0.8 | 1 |  | 24.0 | 744 | 672 | 744 | 720 | 744 | 720 | 744 | 744 | 720 | 744 | 720 | 744 | 2264.1206 | 2045.0121 | 2264.1206 | 2191.0844 | 2264.1206 | 2191.0844 | 2264.1206 | 2264.1206 | 2191.0844 | 2264.1206 | 2191.0844 | 2264.1206 | 8760 | 26658.1938 | 4.0801
5658 | Ventilation | Return Fan | AHU-1 A | Uniform | 7.5 | [5 empty] | 7.5 | 0.75 | 0.8825 | 0.7645 | 4.755 | 0.68 | 1 | All Day | 24.0 | 744 | 672 | 744 | 720 | 744 | 720 | 744 | 744 | 720 | 744 | 720 | 744 | 1635.8271 | 1477.5213 | 1635.8271 | 1583.0585 | 1635.8271 | 1583.0585 | 1635.8271 | 1635.8271 | 1583.0585 | 1635.8271 | 1583.0585 | 1635.8271 | 8760 | 19260.545 | 22.3218
5659 | Ventilation | Return Fan | AHU-1B | Uniform | 7.5 | [5 empty] | 7.5 | 0.75 | 0.8825 | 0.7645 | 4.755 | 0.43 | 1 | All Day | 24.0 | 744 | 672 | 744 | 720 | 744 | 720 | 744 | 744 | 720 | 744 | 720 | 744 | 654.1186 | 590.8168 | 654.1186 | 633.018 | 654.1186 | 633.018 | 654.1186 | 654.1186 | 633.018 | 654.1186 | 633.018 | 654.1186 | 8760 | 7701.7188 | 8.9258
5660 | Ventilation | Exhaust Fan | EF-61 | EF | 7.5 | [5 empty] | 7.5 | 0.75 | 0.8825 | 0.7645 | 4.755 |  | 1 |  | 24.0 | 744 | 672 | 744 | 720 | 744 | 720 | 744 | 744 | 720 | 744 | 720 | 744 | 3537.6884 | 3195.3314 | 3537.6884 | 3423.5694 | 3537.6884 | 3423.5694 | 3537.6884 | 3537.6884 | 3423.5694 | 3537.6884 | 3423.5694 | 3537.6884 | 8760 | 41653.4278 | 2.906
5661 | Ventilation | Air Conditioning Unit | RTU-1 | Uniform | 7.5 | [5 empty] | 7.5 | 0.75 | 0.8825 | 0.7645 | 4.755 |  | 1 | All Day | 24.0 | 744 | 672 | 744 | 720 | 744 | 720 | 744 | 744 | 720 | 744 | 720 | 744 | 3537.6884 | 3195.3314 | 3537.6884 | 3423.5694 | 3537.6884 | 3423.5694 | 3537.6884 | 3537.6884 | 3423.5694 | 3537.6884 | 3423.5694 | 3537.6884 | 8760 | 41653.4278 | 0.28977
5662 | Ventilation | Air Conditioning Unit | RTU-2 | Uniform | 7.5 | [5 empty] | 7.5 | 0.75 | 0.8825 | 0.7645 | 4.755 |  | 1 | All Day | 24.0 | 744 | 672 | 744 | 720 | 744 | 720 | 744 | 744 | 720 | 744 | 720 | 744 | 3537.6884 | 3195.3314 | 3537.6884 | 3423.5694 | 3537.6884 | 3423.5694 | 3537.6884 | 3537.6884 | 3423.5694 | 3537.6884 | 3423.5694 | 3537.6884 | 8760 | 41653.4278 | 0.28977
5663 | Pump | HW Circ pump | HW-P | Uniform | 7.5 | [5 empty] | 7.5 | 0.75 | 0.89338 | 0.7 | 4.6971 |  | 1 | All Day | 24.0 | 744 | 672 | 744 | 720 | 744 | 720 | 744 | 744 | 720 | 744 | 720 | 744 | 3494.6243 | 3156.4349 | 3494.6243 | 3381.8945 | 3494.6243 | 3381.8945 | 3494.6243 | 3494.6243 | 3381.8945 | 3494.6243 | 3381.8945 | 3494.6243 | 8760 | 41146.3831 | 0.28624
5664 | Ventilation | Supply Fan | AHU-3a | Uniform | 7.5 | [5 empty] | 7.5 | 0.75 | 0.8825 | 0.7645 | 4.755 |  | 1 | All Day | 24.0 | 744 | 672 | 744 | 720 | 744 | 720 | 744 | 744 | 720 | 744 | 720 | 744 | 3537.6884 | 3195.3314 | 3537.6884 | 3423.5694 | 3537.6884 | 3423.5694 | 3537.6884 | 3537.6884 | 3423.5694 | 3537.6884 | 3423.5694 | 3537.6884 | 8760 | 41653.4278 | 0.28977
5665 | Ventilation | Return Fan | AHU-R01 | Uniform | 7.5 | [5 empty] | 7.5 | 0.75 | 0.8825 | 0.7645 | 4.755 | 0.65 | 1 | All Day | 24.0 | 744 | 672 | 744 | 720 | 744 | 720 | 744 | 744 | 720 | 744 | 720 | 744 | 1494.6733 | 1350.0275 | 1494.6733 | 1446.4581 | 1494.6733 | 1446.4581 | 1494.6733 | 1494.6733 | 1446.4581 | 1494.6733 | 1446.4581 | 1494.6733 | 8760 | 17598.5732 | 0.12243
5666 | Ventilation | Supply Fan | AHU-R02 | Uniform | 7.5 | [5 empty] | 7.5 | 0.75 | 0.8825 | 0.7645 | 4.755 |  | 1 | All Day | 24.0 | 744 | 672 | 744 | 720 | 744 | 720 | 744 | 744 | 720 | 744 | 720 | 744 | 3537.6884 | 3195.3314 | 3537.6884 | 3423.5694 | 3537.6884 | 3423.5694 | 3537.6884 | 3537.6884 | 3423.5694 | 3537.6884 | 3423.5694 | 3537.6884 | 8760 | 41653.4278 | 0.28977
5667 | Ventilation | Return Fan | AHU-R02 | Uniform | 7.5 | [5 empty] | 7.5 | 0.75 | 0.8825 | 0.7645 | 4.755 |  | 1 | All Day | 24.0 | 744 | 672 | 744 | 720 | 744 | 720 | 744 | 744 | 720 | 744 | 720 | 744 | 3537.6884 | 3195.3314 | 3537.6884 | 3423.5694 | 3537.6884 | 3423.5694 | 3537.6884 | 3537.6884 | 3423.5694 | 3537.6884 | 3423.5694 | 3537.6884 | 8760 | 41653.4278 | 0.28977
5668 | Ventilation | Return Fan | AHU-1 A | Uniform | 7.5 | [5 empty] | 7.5 | 0.75 | 0.8825 | 0.7645 | 4.755 | 0.68 | 1 | All Day | 24.0 | 744 | 672 | 744 | 720 | 744 | 720 | 744 | 744 | 720 | 744 | 720 | 744 | 1635.8271 | 1477.5213 | 1635.8271 | 1583.0585 | 1635.8271 | 1583.0585 | 1635.8271 | 1635.8271 | 1583.0585 | 1635.8271 | 1583.0585 | 1635.8271 | 8760 | 19260.545 | 22.3218
5669 | Ventilation | Return Fan | AHU-1B | Uniform | 7.5 | [5 empty] | 7.5 | 0.75 | 0.8825 | 0.7645 | 4.755 | 0.43 | 1 | All Day | 24.0 | 744 | 672 | 744 | 720 | 744 | 720 | 744 | 744 | 720 | 744 | 720 | 744 | 654.1186 | 590.8168 | 654.1186 | 633.018 | 654.1186 | 633.018 | 654.1186 | 654.1186 | 633.018 | 654.1186 | 633.018 | 654.1186 | 8760 | 7701.7188 | 8.9258
5670 | Ventilation | Supply Fan | AC-1 | Uniform | 7.5 | [5 empty] | 7.5 | 1 | 0.8825 | 0.7645 | 6.3399 |  | 1 |  | 24.0 | 744 | 672 | 744 | 720 | 744 | 720 | 744 | 744 | 720 | 744 | 720 | 744 | 4716.9178 | 4260.4419 | 4716.9178 | 4564.7592 | 4716.9178 | 4564.7592 | 4716.9178 | 4716.9178 | 4564.7592 | 4716.9178 | 4564.7592 | 4716.9178 | 8760 | 55537.9037 | 20.2078
5671 | Ventilation | Supply Fan | AC-3 | Uniform | 7.5 | [5 empty] | 7.5 | 0.75 | 0.8825 | 0.7645 | 4.755 |  | 1 |  | 24.0 | 744 | 672 | 744 | 720 | 744 | 720 | 744 | 744 | 720 | 744 | 720 | 744 | 3537.6884 | 3195.3314 | 3537.6884 | 3423.5694 | 3537.6884 | 3423.5694 | 3537.6884 | 3537.6884 | 3423.5694 | 3537.6884 | 3423.5694 | 3537.6884 | 8760 | 41653.4278 | 15.1558
5672 | Ventilation | Fumehood EF | FHE-12 | Uniform | 7.5 | [5 empty] | 7.5 | 0.75 | 0.8825 | 0.7645 | 4.755 |  | 1 | All Day | 24.0 | 744 | 672 | 744 | 720 | 744 | 720 | 744 | 744 | 720 | 744 | 720 | 744 | 3537.6884 | 3195.3314 | 3537.6884 | 3423.5694 | 3537.6884 | 3423.5694 | 3537.6884 | 3537.6884 | 3423.5694 | 3537.6884 | 3423.5694 | 3537.6884 | 8760 | 41653.4278 | 2.1393
5673 | Ventilation | Fumehood EF | FHE-14 | Uniform | 7.5 | [5 empty] | 7.5 | 0.75 | 0.8825 | 0.7645 | 4.755 |  | 1 | All Day | 24.0 | 744 | 672 | 744 | 720 | 744 | 720 | 744 | 744 | 720 | 744 | 720 | 744 | 3537.6884 | 3195.3314 | 3537.6884 | 3423.5694 | 3537.6884 | 3423.5694 | 3537.6884 | 3537.6884 | 3423.5694 | 3537.6884 | 3423.5694 | 3537.6884 | 8760 | 41653.4278 | 2.1393
5674 | Ventilation | Supply Fan | AHU-9 | Uniform | 7.5 | [5 empty] | 7.5 | 0.75 | 0.8825 | 0.7645 | 4.755 | 0.57 | 1 | All Day | 24.0 | 744 | 672 | 744 | 720 | 744 | 720 | 744 | 744 | 720 | 744 | 720 | 744 | 1149.395 | 1038.1632 | 1149.395 | 1112.3177 | 1149.395 | 1112.3177 | 1149.395 | 1149.395 | 1112.3177 | 1149.395 | 1112.3177 | 1149.395 | 8760 | 13533.1987 | 1.0491
5675 | Ventilation | Return Fan | AHU-9 | Uniform | 7.5 | [5 empty] | 7.5 | 0.75 | 0.8825 | 0.7645 | 4.755 | 0.57 | 1 | All Day | 24.0 | 744 | 672 | 744 | 720 | 744 | 720 | 744 | 744 | 720 | 744 | 720 | 744 | 1149.395 | 1038.1632 | 1149.395 | 1112.3177 | 1149.395 | 1112.3177 | 1149.395 | 1149.395 | 1112.3177 | 1149.395 | 1112.3177 | 1149.395 | 8760 | 13533.1987 | 1.0491
5676 | Ventilation | Exhaust Fan | EF-102A | Uniform | 7.5 | [5 empty] | 7.5 | 0.75 | 0.8825 | 0.7645 | 4.755 |  | 1 | All Day | 24.0 | 744 | 672 | 744 | 720 | 744 | 720 | 744 | 744 | 720 | 744 | 720 | 744 | 3537.6884 | 3195.3314 | 3537.6884 | 3423.5694 | 3537.6884 | 3423.5694 | 3537.6884 | 3537.6884 | 3423.5694 | 3537.6884 | 3423.5694 | 3537.6884 | 8760 | 41653.4278 | 0.74547
5677 | Ventilation | Exhaust Fan | EF-102B | Uniform | 7.5 | [5 empty] | 7.5 | 0.75 | 0.8825 | 0.7645 | 4.755 |  | 1 | All Day | 24.0 | 744 | 672 | 744 | 720 | 744 | 720 | 744 | 744 | 720 | 744 | 720 | 744 | 3537.6884 | 3195.3314 | 3537.6884 | 3423.5694 | 3537.6884 | 3423.5694 | 3537.6884 | 3537.6884 | 3423.5694 | 3537.6884 | 3423.5694 | 3537.6884 | 8760 | 41653.4278 | 0.74547
5678 | Ventilation | Supply Fan | AHU-101 | Uniform | 7.5 |  | 3 |  | 200.0 |  | 7.5 | 0.75 | 0.8825 | 0.7645 | 4.755 |  | 1 | All Day | 24.0 | 744 | 672 | 744 | 720 | 744 | 720 | 744 | 744 | 720 | 744 | 720 | 744 | 3537.6884 | 3195.3314 | 3537.6884 | 3423.5694 | 3537.6884 | 3423.5694 | 3537.6884 | 3537.6884 | 3423.5694 | 3537.6884 | 3423.5694 | 3537.6884 | 8760 | 41653.4278 | 4.8233
5679 | Ventilation | Supply Fan | AHU-102 | Uniform | 7.5 |  | 3 |  | 230.0 |  | 7.5 | 0.75 | 0.8825 | 0.7645 | 4.755 |  | 1 | All Day | 24.0 | 744 | 672 | 744 | 720 | 744 | 720 | 744 | 744 | 720 | 744 | 720 | 744 | 3537.6884 | 3195.3314 | 3537.6884 | 3423.5694 | 3537.6884 | 3423.5694 | 3537.6884 | 3537.6884 | 3423.5694 | 3537.6884 | 3423.5694 | 3537.6884 | 8760 | 41653.4278 | 4.8233
5680 | Ventilation | 20 T Liebert - Fan | ACU 006 | Uniform | 7.5 |  | 3 |  | 208.0 |  | 7.5 | 0.75 | 0.8825 | 0.7645 | 4.755 |  | 1 | All Day | 24.0 | 744 | 672 | 744 | 720 | 744 | 720 | 744 | 744 | 720 | 744 | 720 | 744 | 3537.6884 | 3195.3314 | 3537.6884 | 3423.5694 | 3537.6884 | 3423.5694 | 3537.6884 | 3537.6884 | 3423.5694 | 3537.6884 | 3423.5694 | 3537.6884 | 8760 | 41653.4278 | 4.8233
5681 | Ventilation | 20 T Liebert - Fan | ACU-103 | Uniform | 7.5 |  | 3 |  | 208.0 |  | 7.5 | 0.75 | 0.8825 | 0.7645 | 4.755 |  | 1 | All Day | 24.0 | 744 | 672 | 744 | 720 | 744 | 720 | 744 | 744 | 720 | 744 | 720 | 744 | 3537.6884 | 3195.3314 | 3537.6884 | 3423.5694 | 3537.6884 | 3423.5694 | 3537.6884 | 3537.6884 | 3423.5694 | 3537.6884 | 3423.5694 | 3537.6884 | 8760 | 41653.4278 | 4.8233
5682 | Ventilation | 20 T Liebert - Fan | ACU-104 | Uniform | 7.5 |  | 3 |  | 208.0 |  | 7.5 | 0.75 | 0.8825 | 0.7645 | 4.755 |  | 1 | All Day | 24.0 | 744 | 672 | 744 | 720 | 744 | 720 | 744 | 744 | 720 | 744 | 720 | 744 | 3537.6884 | 3195.3314 | 3537.6884 | 3423.5694 | 3537.6884 | 3423.5694 | 3537.6884 | 3537.6884 | 3423.5694 | 3537.6884 | 3423.5694 | 3537.6884 | 8760 | 41653.4278 | 4.8233
5683 | Ventilation | Return fan | F-7 (AHU-1) | Uniform | 7.5 | [5 empty] | 7.5 | 0.75 | 0.8825 | 0.7645 | 4.755 | 1 | 1 | All Day | 24.0 | 744 | 672 | 744 | 720 | 744 | 720 | 744 | 744 | 720 | 744 | 720 | 744 | 3537.6884 | 3195.3314 | 3537.6884 | 3423.5694 | 3537.6884 | 3423.5694 | 3537.6884 | 3537.6884 | 3423.5694 | 3537.6884 | 3423.5694 | 3537.6884 | 8760 | 41653.4278 | 5.1486
5684 | Ventilation | Return fan | F-8 (AHU-5) | Uniform | 7.5 | [5 empty] | 7.5 | 0.75 | 0.8825 | 0.7645 | 4.755 | 1 | 1 | All Day | 24.0 | 744 | 672 | 744 | 720 | 744 | 720 | 744 | 744 | 720 | 744 | 720 | 744 | 3537.6884 | 3195.3314 | 3537.6884 | 3423.5694 | 3537.6884 | 3423.5694 | 3537.6884 | 3537.6884 | 3423.5694 | 3537.6884 | 3423.5694 | 3537.6884 | 8760 | 41653.4278 | 5.1486
5685 | Ventilation | Exhaust Fan | EF-61 | EF | 7.5 | [5 empty] | 7.5 | 0.75 | 0.8825 | 0.7645 | 4.755 |  | 1 |  | 24.0 | 744 | 672 | 744 | 720 | 744 | 720 | 744 | 744 | 720 | 744 | 720 | 744 | 3537.6884 | 3195.3314 | 3537.6884 | 3423.5694 | 3537.6884 | 3423.5694 | 3537.6884 | 3537.6884 | 3423.5694 | 3537.6884 | 3423.5694 | 3537.6884 | 8760 | 41653.4278 | 2.9317
5686 | Ventilation | AHU-104 SF 104 | SF-104 | Uniform | 7.5 | [5 empty] | 7.5 | 0.75 | 0.8825 | 0.7645 | 4.755 |  | 1 | All Day | 24.0 | 744 | 672 | 744 | 720 | 744 | 720 | 744 | 744 | 720 | 744 | 720 | 744 | 3537.6884 | 3195.3314 | 3537.6884 | 3423.5694 | 3537.6884 | 3423.5694 | 3537.6884 | 3537.6884 | 3423.5694 | 3537.6884 | 3423.5694 | 3537.6884 | 8760 | 41653.4278 | 0.83359
5687 | Ventilation | AHU-302 EF 302A | EAX-302A | Uniform | 7.5 | [5 empty] | 7.5 | 0.75 | 0.8825 | 0.7645 | 4.755 |  | 1 | All Day | 24.0 | 744 | 672 | 744 | 720 | 744 | 720 | 744 | 744 | 720 | 744 | 720 | 744 | 3537.6884 | 3195.3314 | 3537.6884 | 3423.5694 | 3537.6884 | 3423.5694 | 3537.6884 | 3537.6884 | 3423.5694 | 3537.6884 | 3423.5694 | 3537.6884 | 8760 | 41653.4278 | 0.83359
5688 | Ventilation | AHU-303 EF 303A | EAX-303A | Uniform | 7.5 | [5 empty] | 7.5 | 0.75 | 0.8825 | 0.7645 | 4.755 |  | 1 | All Day | 24.0 | 744 | 672 | 744 | 720 | 744 | 720 | 744 | 744 | 720 | 744 | 720 | 744 | 3537.6884 | 3195.3314 | 3537.6884 | 3423.5694 | 3537.6884 | 3423.5694 | 3537.6884 | 3537.6884 | 3423.5694 | 3537.6884 | 3423.5694 | 3537.6884 | 8760 | 41653.4278 | 0.83359
5689 | Ventilation | AHU-304 EF 304A | EAX-304A | Uniform | 7.5 | [5 empty] | 7.5 | 0.75 | 0.8825 | 0.7645 | 4.755 |  | 1 | All Day | 24.0 | 744 | 672 | 744 | 720 | 744 | 720 | 744 | 744 | 720 | 744 | 720 | 744 | 3537.6884 | 3195.3314 | 3537.6884 | 3423.5694 | 3537.6884 | 3423.5694 | 3537.6884 | 3537.6884 | 3423.5694 | 3537.6884 | 3423.5694 | 3537.6884 | 8760 | 41653.4278 | 0.83359
5690 | Ventilation | AHU-305 EF 305A | EAX-305A | Uniform | 7.5 | [5 empty] | 7.5 | 0.75 | 0.8825 | 0.7645 | 4.755 |  | 1 | All Day | 24.0 | 744 | 672 | 744 | 720 | 744 | 720 | 744 | 744 | 720 | 744 | 720 | 744 | 3537.6884 | 3195.3314 | 3537.6884 | 3423.5694 | 3537.6884 | 3423.5694 | 3537.6884 | 3537.6884 | 3423.5694 | 3537.6884 | 3423.5694 | 3537.6884 | 8760 | 41653.4278 | 0.83359
5691 | Ventilation | AHU-405 RF 405 | RF-405 | Uniform | 7.5 | [5 empty] | 7.5 | 0.75 | 0.8825 | 0.7645 | 4.755 |  | 1 | All Day | 24.0 | 744 | 672 | 744 | 720 | 744 | 720 | 744 | 744 | 720 | 744 | 720 | 744 | 3537.6884 | 3195.3314 | 3537.6884 | 3423.5694 | 3537.6884 | 3423.5694 | 3537.6884 | 3537.6884 | 3423.5694 | 3537.6884 | 3423.5694 | 3537.6884 | 8760 | 41653.4278 | 0.83359
5692 | Ventilation | AHU-406 RF 406 | RF-406 | Uniform | 7.5 | [5 empty] | 7.5 | 0.75 | 0.8825 | 0.7645 | 4.755 |  | 1 | All Day | 24.0 | 744 | 672 | 744 | 720 | 744 | 720 | 744 | 744 | 720 | 744 | 720 | 744 | 3537.6884 | 3195.3314 | 3537.6884 | 3423.5694 | 3537.6884 | 3423.5694 | 3537.6884 | 3537.6884 | 3423.5694 | 3537.6884 | 3423.5694 | 3537.6884 | 8760 | 41653.4278 | 0.83359
5693 | Ventilation | AHU-B06 RF B06 | RAX-B06 | Uniform | 7.5 | [5 empty] | 7.5 | 0.75 | 0.8825 | 0.7645 | 4.755 |  | 1 | All Day | 24.0 | 744 | 672 | 744 | 720 | 744 | 720 | 744 | 744 | 720 | 744 | 720 | 744 | 3537.6884 | 3195.3314 | 3537.6884 | 3423.5694 | 3537.6884 | 3423.5694 | 3537.6884 | 3537.6884 | 3423.5694 | 3537.6884 | 3423.5694 | 3537.6884 | 8760 | 41653.4278 | 0.83359
5694 | Ventilation | Supply Fan | AHU-1 | Uniform | 7.5 | [5 empty] | 7.5 | 0.75 | 0.8825 | 0.7645 | 4.755 |  | 1 | All Day | 24.0 | 744 | 672 | 744 | 720 | 744 | 720 | 744 | 744 | 720 | 744 | 720 | 744 | 3537.6884 | 3195.3314 | 3537.6884 | 3423.5694 | 3537.6884 | 3423.5694 | 3537.6884 | 3537.6884 | 3423.5694 | 3537.6884 | 3423.5694 | 3537.6884 | 8760 | 41653.4278 | 7.4939
5695 | Ventilation | Supply Fan | AHU-2 | Uniform | 7.5 | [5 empty] | 7.5 | 0.75 | 0.8825 | 0.7645 | 4.755 |  | 1 | All Day | 24.0 | 744 | 672 | 744 | 720 | 744 | 720 | 744 | 744 | 720 | 744 | 720 | 744 | 3537.6884 | 3195.3314 | 3537.6884 | 3423.5694 | 3537.6884 | 3423.5694 | 3537.6884 | 3537.6884 | 3423.5694 | 3537.6884 | 3423.5694 | 3537.6884 | 8760 | 41653.4278 | 7.4939
5696 | Pump | Induction Water | NIW PSP | Uniform | 7.5 |  | 3 |  | 440.0 |  | 7.5 | 0.75 | 0.8825 | 0.7645 | 4.755 |  | 1 | All Day | 24.0 | 744 | 672 | 744 | 720 | 744 | 720 | 744 | 744 | 720 | 744 | 720 | 744 | 3537.6884 | 3195.3314 | 3537.6884 | 3423.5694 | 3537.6884 | 3423.5694 | 3537.6884 | 3537.6884 | 3423.5694 | 3537.6884 | 3423.5694 | 3537.6884 | 8760 | 41653.4278 | 1.0374
5697 | Pump | Induction Water | SIW PSP | Uniform | 7.5 |  | 3 |  | 440.0 |  | 7.5 | 0.75 | 0.8825 | 0.7645 | 4.755 |  | 1 | All Day | 24.0 | 744 | 672 | 744 | 720 | 744 | 720 | 744 | 744 | 720 | 744 | 720 | 744 | 3537.6884 | 3195.3314 | 3537.6884 | 3423.5694 | 3537.6884 | 3423.5694 | 3537.6884 | 3537.6884 | 3423.5694 | 3537.6884 | 3423.5694 | 3537.6884 | 8760 | 41653.4278 | 1.0374
5698 | Pump | HEXMUA LOAD | GLY-P1 | Uniform | 7.5 | [5 empty] | 7.5 | 0.75 | 0.8825 | 0.7645 | 4.755 | 0.8 | 1 | All Day | 24.0 | 744 | 672 | 744 | 720 | 744 | 720 | 744 | 744 | 720 | 744 | 720 | 744 | 2264.1206 | 2045.0121 | 2264.1206 | 2191.0844 | 2264.1206 | 2191.0844 | 2264.1206 | 2264.1206 | 2191.0844 | 2264.1206 | 2191.0844 | 2264.1206 | 8760 | 26658.1938 | 4.4338
5699 | Pump | HEXMUA LOAD | GLY-P2 | Uniform | 7.5 | [5 empty] | 7.5 | 0.75 | 0.8825 | 0.7645 | 4.755 | 0.02 | 1 | All Day | 24.0 | 744 | 672 | 744 | 720 | 744 | 720 | 744 | 744 | 720 | 744 | 720 | 744 | 1.4151 | 1.2781 | 1.4151 | 1.3694 | 1.4151 | 1.3694 | 1.4151 | 1.4151 | 1.3694 | 1.4151 | 1.3694 | 1.4151 | 8760 | 16.6614 | 0.0027711
5700 | Pump | Pump | P-2 | Uniform | 7.5 | [5 empty] | 7.5 | 0.75 | 0.8825 | 0.7645 | 4.755 |  | 1 | All Day | 24.0 | 744 | 672 | 744 | 720 | 744 | 720 | 744 | 744 | 720 | 744 | 720 | 744 | 3537.6884 | 3195.3314 | 3537.6884 | 3423.5694 | 3537.6884 | 3423.5694 | 3537.6884 | 3537.6884 | 3423.5694 | 3537.6884 | 3423.5694 | 3537.6884 | 8760 | 41653.4278 | 7.119
5701 | Pump | Pump | P-4 | Uniform | 7.5 | [5 empty] | 7.5 | 0.75 | 0.8825 | 0.7645 | 4.755 |  | 1 | All Day | 24.0 | 744 | 672 | 744 | 720 | 744 | 720 | 744 | 744 | 720 | 744 | 720 | 744 | 3537.6884 | 3195.3314 | 3537.6884 | 3423.5694 | 3537.6884 | 3423.5694 | 3537.6884 | 3537.6884 | 3423.5694 | 3537.6884 | 3423.5694 | 3537.6884 | 8760 | 41653.4278 | 7.119
5702 | Ventilation | Eng-Air LM-6-W - supply fan | AHU02 A | Uniform | 7.5 | [5 empty] | 7.5 | 0.75 | 0.8825 | 0.7645 | 4.755 | 0.5 | 1 |  | 24.0 | 744 | 672 | 744 | 720 | 744 | 720 | 744 | 744 | 720 | 744 | 720 | 744 | 884.4221 | 798.8329 | 884.4221 | 855.8924 | 884.4221 | 855.8924 | 884.4221 | 884.4221 | 855.8924 | 884.4221 | 855.8924 | 884.4221 | 8760 | 10413.3569 | 3.4732
5703 | Ventilation | Supply Fan | R-AHU1 | Uniform | 7.5 | [5 empty] | 7.5 | 0.75 | 0.8825 | 0.7645 | 4.755 |  | 1 | All Day | 24.0 | 744 | 672 | 744 | 720 | 744 | 720 | 744 | 744 | 720 | 744 | 720 | 744 | 3537.6884 | 3195.3314 | 3537.6884 | 3423.5694 | 3537.6884 | 3423.5694 | 3537.6884 | 3537.6884 | 3423.5694 | 3537.6884 | 3423.5694 | 3537.6884 | 8760 | 41653.4278 | 19.552
5704 | Ventilation | Supply Fan | R-AHU2 | Uniform | 7.5 | [5 empty] | 7.5 | 0.75 | 0.8825 | 0.7645 | 4.755 |  | 1 | All Day | 24.0 | 744 | 672 | 744 | 720 | 744 | 720 | 744 | 744 | 720 | 744 | 720 | 744 | 3537.6884 | 3195.3314 | 3537.6884 | 3423.5694 | 3537.6884 | 3423.5694 | 3537.6884 | 3537.6884 | 3423.5694 | 3537.6884 | 3423.5694 | 3537.6884 | 8760 | 41653.4278 | 19.552
5705 | Ventilation | Supply Fan | AHU-101 | Uniform | 7.5 | [5 empty] | 7.5 | 0.75 | 0.8825 | 0.7645 | 4.755 |  | 1 | All Day | 24.0 | 744 | 672 | 744 | 720 | 744 | 720 | 744 | 744 | 720 | 744 | 720 | 744 | 3537.6884 | 3195.3314 | 3537.6884 | 3423.5694 | 3537.6884 | 3423.5694 | 3537.6884 | 3537.6884 | 3423.5694 | 3537.6884 | 3423.5694 | 3537.6884 | 8760 | 41653.4278 | 5.7478
5706 | Ventilation | Supply Fan | AHU-102 | Uniform | 7.5 | [5 empty] | 7.5 | 0.75 | 0.8825 | 0.7645 | 4.755 |  | 1 | All Day | 24.0 | 744 | 672 | 744 | 720 | 744 | 720 | 744 | 744 | 720 | 744 | 720 | 744 | 3537.6884 | 3195.3314 | 3537.6884 | 3423.5694 | 3537.6884 | 3423.5694 | 3537.6884 | 3537.6884 | 3423.5694 | 3537.6884 | 3423.5694 | 3537.6884 | 8760 | 41653.4278 | 5.7478
5707 | Ventilation | Return Fan | AHU-105 | Uniform | 7.5 | [5 empty] | 7.5 | 0.75 | 0.8825 | 0.7645 | 4.755 |  | 1 | All Day | 24.0 | 744 | 672 | 744 | 720 | 744 | 720 | 744 | 744 | 720 | 744 | 720 | 744 | 3537.6884 | 3195.3314 | 3537.6884 | 3423.5694 | 3537.6884 | 3423.5694 | 3537.6884 | 3537.6884 | 3423.5694 | 3537.6884 | 3423.5694 | 3537.6884 | 8760 | 41653.4278 | 5.7478
5708 | Ventilation | Exhaust Fan | EF-6 | Uniform | 7.5 | [5 empty] | 7.5 | 0.75 | 0.8825 | 0.7645 | 4.755 |  | 1 | 24h 7d | 24.0 | 744 | 672 | 744 | 720 | 744 | 720 | 744 | 744 | 720 | 744 | 720 | 744 | 3537.6884 | 3195.3314 | 3537.6884 | 3423.5694 | 3537.6884 | 3423.5694 | 3537.6884 | 3537.6884 | 3423.5694 | 3537.6884 | 3423.5694 | 3537.6884 | 8760 | 41653.4278 | 4.9414
5709 | Ventilation | Exhaust Fan | EF-8 | Uniform | 7.5 | [5 empty] | 7.5 | 0.75 | 0.8825 | 0.7645 | 4.755 |  | 1 | 24h 7d | 24.0 | 744 | 672 | 744 | 720 | 744 | 720 | 744 | 744 | 720 | 744 | 720 | 744 | 3537.6884 | 3195.3314 | 3537.6884 | 3423.5694 | 3537.6884 | 3423.5694 | 3537.6884 | 3537.6884 | 3423.5694 | 3537.6884 | 3423.5694 | 3537.6884 | 8760 | 41653.4278 | 4.9414
5710 | Ventilation | Exhaust Fan | EF-9 | Uniform | 7.5 | [5 empty] | 7.5 | 0.75 | 0.8825 | 0.7645 | 4.755 |  | 1 | 24h 7d | 24.0 | 744 | 672 | 744 | 720 | 744 | 720 | 744 | 744 | 720 | 744 | 720 | 744 | 3537.6884 | 3195.3314 | 3537.6884 | 3423.5694 | 3537.6884 | 3423.5694 | 3537.6884 | 3537.6884 | 3423.5694 | 3537.6884 | 3423.5694 | 3537.6884 | 8760 | 41653.4278 | 4.9414
5711 | Ventilation | Exhaust Fan | EF-10 | Uniform | 7.5 | [5 empty] | 7.5 | 0.75 | 0.8825 | 0.7645 | 4.755 |  | 1 | 24h 7d | 24.0 | 744 | 672 | 744 | 720 | 744 | 720 | 744 | 744 | 720 | 744 | 720 | 744 | 3537.6884 | 3195.3314 | 3537.6884 | 3423.5694 | 3537.6884 | 3423.5694 | 3537.6884 | 3537.6884 | 3423.5694 | 3537.6884 | 3423.5694 | 3537.6884 | 8760 | 41653.4278 | 4.9414
5712 | Ventilation | Return Fan | AHU-103 | Uniform | 7.5 | [5 empty] | 7.5 | 0.75 | 0.8825 | 0.7645 | 4.755 | 0.6 | 1 | All Day | 24.0 | 744 | 672 | 744 | 720 | 744 | 720 | 744 | 744 | 720 | 744 | 720 | 744 | 1273.5678 | 1150.3193 | 1273.5678 | 1232.485 | 1273.5678 | 1232.485 | 1273.5678 | 1273.5678 | 1232.485 | 1273.5678 | 1232.485 | 1273.5678 | 8760 | 14995.234 | 1.8821
5713 | Ventilation | Return Fan | AHU-104 | Uniform | 7.5 | [5 empty] | 7.5 | 0.75 | 0.8825 | 0.7645 | 4.755 | 0.75 | 1 | All Day | 24.0 | 744 | 672 | 744 | 720 | 744 | 720 | 744 | 744 | 720 | 744 | 720 | 744 | 1989.9497 | 1797.3739 | 1989.9497 | 1925.7578 | 1989.9497 | 1925.7578 | 1989.9497 | 1989.9497 | 1925.7578 | 1989.9497 | 1925.7578 | 1989.9497 | 8760 | 23430.0531 | 2.9408
5714 | Ventilation | Return Fan | RTU-1 | Uniform | 7.5 | [5 empty] | 7.5 | 0.75 | 0.8825 | 0.7645 | 4.755 |  | 1 | All Day | 24.0 | 744 | 672 | 744 | 720 | 744 | 720 | 744 | 744 | 720 | 744 | 720 | 744 | 3537.6884 | 3195.3314 | 3537.6884 | 3423.5694 | 3537.6884 | 3423.5694 | 3537.6884 | 3537.6884 | 3423.5694 | 3537.6884 | 3423.5694 | 3537.6884 | 8760 | 41653.4278
5715 | Ventilation | Return Fan | RTU-2 | Uniform | 7.5 | [5 empty] | 7.5 | 0.75 | 0.8825 | 0.7645 | 4.755 |  | 1 | All Day | 24.0 | 744 | 672 | 744 | 720 | 744 | 720 | 744 | 744 | 720 | 744 | 720 | 744 | 3537.6884 | 3195.3314 | 3537.6884 | 3423.5694 | 3537.6884 | 3423.5694 | 3537.6884 | 3537.6884 | 3423.5694 | 3537.6884 | 3423.5694 | 3537.6884 | 8760 | 41653.4278
5716 | Ventilation | Return Fan | RTU-3 | Uniform | 7.5 | [5 empty] | 7.5 | 0.75 | 0.8825 | 0.7645 | 4.755 |  | 1 | All Day | 24.0 | 744 | 672 | 744 | 720 | 744 | 720 | 744 | 744 | 720 | 744 | 720 | 744 | 3537.6884 | 3195.3314 | 3537.6884 | 3423.5694 | 3537.6884 | 3423.5694 | 3537.6884 | 3537.6884 | 3423.5694 | 3537.6884 | 3423.5694 | 3537.6884 | 8760 | 41653.4278
5717 | Ventilation | Exhaust Fan | EF-102A | Uniform | 7.5 | [5 empty] | 7.5 | 0.75 | 0.8825 | 0.7645 | 4.755 |  | 1 | All Day | 24.0 | 744 | 672 | 744 | 720 | 744 | 720 | 744 | 744 | 720 | 744 | 720 | 744 | 3537.6884 | 3195.3314 | 3537.6884 | 3423.5694 | 3537.6884 | 3423.5694 | 3537.6884 | 3537.6884 | 3423.5694 | 3537.6884 | 3423.5694 | 3537.6884 | 8760 | 41653.4278 | 0.74547
5718 | Ventilation | Exhaust Fan | EF-102B | Uniform | 7.5 | [5 empty] | 7.5 | 0.75 | 0.8825 | 0.7645 | 4.755 |  | 1 | All Day | 24.0 | 744 | 672 | 744 | 720 | 744 | 720 | 744 | 744 | 720 | 744 | 720 | 744 | 3537.6884 | 3195.3314 | 3537.6884 | 3423.5694 | 3537.6884 | 3423.5694 | 3537.6884 | 3537.6884 | 3423.5694 | 3537.6884 | 3423.5694 | 3537.6884 | 8760 | 41653.4278 | 0.74547
5719 | Ventilation | Supply Fan |  | Uniform | 7.5 | [5 empty] | 7.5 | 0.75 | 0.8825 | 0.7645 | 4.755 |  | 1 | All Day | 24.0 | 744 | 672 | 744 | 720 | 744 | 720 | 744 | 744 | 720 | 744 | 720 | 744 | 3537.6884 | 3195.3314 | 3537.6884 | 3423.5694 | 3537.6884 | 3423.5694 | 3537.6884 | 3537.6884 | 3423.5694 | 3537.6884 | 3423.5694 | 3537.6884 | 8760 | 41653.4278 | 1.653
5720 | Ventilation | Supply Fan |  | Uniform | 7.5 | [5 empty] | 7.5 | 0.75 | 0.8825 | 0.7645 | 4.755 |  | 1 | All Day | 24.0 | 744 | 672 | 744 | 720 | 744 | 720 | 744 | 744 | 720 | 744 | 720 | 744 | 3537.6884 | 3195.3314 | 3537.6884 | 3423.5694 | 3537.6884 | 3423.5694 | 3537.6884 | 3537.6884 | 3423.5694 | 3537.6884 | 3423.5694 | 3537.6884 | 8760 | 41653.4278 | 1.653
5721 | Ventilation | Supply Fan |  | Uniform | 7.5 | [5 empty] | 7.5 | 0.75 | 0.8825 | 0.7645 | 4.755 | 1 | 1 | All Day | 24.0 | 744 | 672 | 744 | 720 | 744 | 720 | 744 | 744 | 720 | 744 | 720 | 744 | 3537.6884 | 3195.3314 | 3537.6884 | 3423.5694 | 3537.6884 | 3423.5694 | 3537.6884 | 3537.6884 | 3423.5694 | 3537.6884 | 3423.5694 | 3537.6884 | 8760 | 41653.4278 | 1.653
5722 | Ventilation | Supply Fan |  | Uniform | 7.5 | [5 empty] | 7.5 | 0.75 | 0.8825 | 0.7645 | 4.755 | 0.86 | 1 | All Day | 24.0 | 744 | 672 | 744 | 720 | 744 | 720 | 744 | 744 | 720 | 744 | 720 | 744 | 2616.4743 | 2363.2671 | 2616.4743 | 2532.0719 | 2616.4743 | 2532.0719 | 2616.4743 | 2616.4743 | 2532.0719 | 2616.4743 | 2532.0719 | 2616.4743 | 8760 | 30806.8752 | 1.2225
5723 | Ventilation | Return Fan |  | Uniform | 7.5 | [5 empty] | 7.5 | 0.75 | 0.8825 | 0.7645 | 4.755 |  | 1 | All Day | 24.0 | 744 | 672 | 744 | 720 | 744 | 720 | 744 | 744 | 720 | 744 | 720 | 744 | 3537.6884 | 3195.3314 | 3537.6884 | 3423.5694 | 3537.6884 | 3423.5694 | 3537.6884 | 3537.6884 | 3423.5694 | 3537.6884 | 3423.5694 | 3537.6884 | 8760 | 41653.4278 | 1.653
5724 | Pump | Induction Water | NIW SSP | Cooling 1 | 7.5 |  | 3 |  | 460.0 |  | 7.5 | 0.75 | 0.8825 | 0.7645 | 4.755 |  | 1 | All Day | 24.0 | 0 | 0 | 0 | 72 | 297.6 | 432 | 595.2 | 595.2 | 216 | 0 | 0 | 0 | 0 | 0 | 0 | 342.3569 | 1415.0754 | 2054.1416 | 2830.1507 | 2830.1507 | 1027.0708 | 0 | 0 | 0 | 2208 | 10498.9462 | 0.26149
5725 | Pump | Induction Water | SIW SSP | Cooling 1 | 7.5 |  | 3 |  | 460.0 |  | 7.5 | 0.75 | 0.8825 | 0.7645 | 4.755 |  | 1 | All Day | 24.0 | 0 | 0 | 0 | 72 | 297.6 | 432 | 595.2 | 595.2 | 216 | 0 | 0 | 0 | 0 | 0 | 0 | 342.3569 | 1415.0754 | 2054.1416 | 2830.1507 | 2830.1507 | 1027.0708 | 0 | 0 | 0 | 2208 | 10498.9462 | 0.26149
5726 | Pump | Induction Water | NIW PRP | Cooling 1 | 7.5 |  | 3 |  | 460.0 |  | 7.5 | 0.75 | 0.8825 | 0.7645 | 4.755 |  | 1 | All Day | 24.0 | 0 | 0 | 0 | 72 | 297.6 | 432 | 595.2 | 595.2 | 216 | 0 | 0 | 0 | 0 | 0 | 0 | 342.3569 | 1415.0754 | 2054.1416 | 2830.1507 | 2830.1507 | 1027.0708 | 0 | 0 | 0 | 2208 | 10498.9462 | 0.26149
5727 | Pump | Induction Water | SIW PRP | Cooling 1 | 7.5 |  | 3 |  | 460.0 |  | 7.5 | 0.75 | 0.8825 | 0.7645 | 4.755 |  | 1 | All Day | 24.0 | 0 | 0 | 0 | 72 | 297.6 | 432 | 595.2 | 595.2 | 216 | 0 | 0 | 0 | 0 | 0 | 0 | 342.3569 | 1415.0754 | 2054.1416 | 2830.1507 | 2830.1507 | 1027.0708 | 0 | 0 | 0 | 2208 | 10498.9462 | 0.26149
5728 | Pump | Primary Heating Circulators | P-102A | Heating 1 | 7.5 | [5 empty] | 7.5 | 0.75 | 0.8825 | 0.7645 | 4.755 |  | 0.5 | All Day | 24.0 | 372 | 336 | 372 | 334.5 | 275.5 | 194.5 | 166 | 197 | 301 | 352.5 | 357.5 | 372 | 1768.8442 | 1597.6657 | 1768.8442 | 1590.5333 | 1309.9908 | 924.8392 | 789.3229 | 936.7266 | 1431.2422 | 1676.1225 | 1699.8973 | 1768.8442 | 3630.5 | 17262.8732 | 2.3821
5729 | Pump | Primary Heating Circulators | P-102B | Heating 1 | 7.5 | [5 empty] | 7.5 | 0.75 | 0.8825 | 0.7645 | 4.755 |  | 0.5 | All Day | 24.0 | 372 | 336 | 372 | 334.5 | 275.5 | 194.5 | 166 | 197 | 301 | 352.5 | 357.5 | 372 | 1768.8442 | 1597.6657 | 1768.8442 | 1590.5333 | 1309.9908 | 924.8392 | 789.3229 | 936.7266 | 1431.2422 | 1676.1225 | 1699.8973 | 1768.8442 | 3630.5 | 17262.8732 | 2.3821
5730 | Pump | Booster Pump: DCW |  | Uniform | 7.5 | [5 empty] | 7.5 | 0.75 | 0.8825 | 0.7645 | 4.755 |  | 0.1 |  | 24.0 | 74.4 | 67.2 | 74.4 | 72 | 74.4 | 72 | 74.4 | 74.4 | 72 | 74.4 | 72 | 74.4 | 353.7688 | 319.5331 | 353.7688 | 342.3569 | 353.7688 | 342.3569 | 353.7688 | 353.7688 | 342.3569 | 353.7688 | 342.3569 | 353.7688 | 876 | 4165.3428 | 0.63752
5731 | Pump | Pump | SP-1 | Uniform | 7.5 | [5 empty] | 7.5 | 0.75 | 0.8825 | 0.7645 | 4.755 |  | 0.1 | All Day | 24.0 | 74.4 | 67.2 | 74.4 | 72 | 74.4 | 72 | 74.4 | 74.4 | 72 | 74.4 | 72 | 74.4 | 353.7688 | 319.5331 | 353.7688 | 342.3569 | 353.7688 | 342.3569 | 353.7688 | 353.7688 | 342.3569 | 353.7688 | 342.3569 | 353.7688 | 876 | 4165.3428 | 0.078858
5732 | Pump | Pump | SP-2 | Uniform | 7.5 | [5 empty] | 7.5 | 0.75 | 0.8825 | 0.7645 | 4.755 |  | 0.1 | All Day | 24.0 | 74.4 | 67.2 | 74.4 | 72 | 74.4 | 72 | 74.4 | 74.4 | 72 | 74.4 | 72 | 74.4 | 353.7688 | 319.5331 | 353.7688 | 342.3569 | 353.7688 | 342.3569 | 353.7688 | 353.7688 | 342.3569 | 353.7688 | 342.3569 | 353.7688 | 876 | 4165.3428 | 0.078858
5733 | Pump |  |  | Uniform | 7.5 | [5 empty] | 7.5 | 0.75 | 0.8825 | 0.7645 | 4.755 |  | 0.2 | 24/7 | 24.0 | 148.8 | 134.4 | 148.8 | 144 | 148.8 | 144 | 148.8 | 148.8 | 144 | 148.8 | 144 | 148.8 | 707.5377 | 639.0663 | 707.5377 | 684.7139 | 707.5377 | 684.7139 | 707.5377 | 707.5377 | 684.7139 | 707.5377 | 684.7139 | 707.5377 | 1752 | 8330.6856 | 0.58217
5734 | Ventilation | Supply Fan | PSF-1 | Uniform | 7.5 | [5 empty] | 7.5 | 0.75 | 0.8825 | 0.7645 | 4.755 |  | 0.2 | All Day | 24.0 | 148.8 | 134.4 | 148.8 | 144 | 148.8 | 144 | 148.8 | 148.8 | 144 | 148.8 | 144 | 148.8 | 707.5377 | 639.0663 | 707.5377 | 684.7139 | 707.5377 | 684.7139 | 707.5377 | 707.5377 | 684.7139 | 707.5377 | 684.7139 | 707.5377 | 1752 | 8330.6856 | 0.15772
5735 | Ventilation | Supply Fan | PSF-2 | Uniform | 7.5 | [5 empty] | 7.5 | 0.75 | 0.8825 | 0.7645 | 4.755 |  | 0.2 | All Day | 24.0 | 148.8 | 134.4 | 148.8 | 144 | 148.8 | 144 | 148.8 | 148.8 | 144 | 148.8 | 144 | 148.8 | 707.5377 | 639.0663 | 707.5377 | 684.7139 | 707.5377 | 684.7139 | 707.5377 | 707.5377 | 684.7139 | 707.5377 | 684.7139 | 707.5377 | 1752 | 8330.6856 | 0.15772
5736 | Ventilation | Supply Fan | PSF-3 | Uniform | 7.5 | [5 empty] | 7.5 | 0.75 | 0.8825 | 0.7645 | 4.755 |  | 0.2 | All Day | 24.0 | 148.8 | 134.4 | 148.8 | 144 | 148.8 | 144 | 148.8 | 148.8 | 144 | 148.8 | 144 | 148.8 | 707.5377 | 639.0663 | 707.5377 | 684.7139 | 707.5377 | 684.7139 | 707.5377 | 707.5377 | 684.7139 | 707.5377 | 684.7139 | 707.5377 | 1752 | 8330.6856 | 0.15772
5737 | Ventilation | Exhaust Fan | PEF-1 | Uniform | 7.5 | [5 empty] | 7.5 | 0.75 | 0.8825 | 0.7645 | 4.755 |  | 0.2 | All Day | 24.0 | 148.8 | 134.4 | 148.8 | 144 | 148.8 | 144 | 148.8 | 148.8 | 144 | 148.8 | 144 | 148.8 | 707.5377 | 639.0663 | 707.5377 | 684.7139 | 707.5377 | 684.7139 | 707.5377 | 707.5377 | 684.7139 | 707.5377 | 684.7139 | 707.5377 | 1752 | 8330.6856 | 0.15772
5738 | Ventilation | Exhaust Fan | PEF-2 | Uniform | 7.5 | [5 empty] | 7.5 | 0.75 | 0.8825 | 0.7645 | 4.755 |  | 0.2 | All Day | 24.0 | 148.8 | 134.4 | 148.8 | 144 | 148.8 | 144 | 148.8 | 148.8 | 144 | 148.8 | 144 | 148.8 | 707.5377 | 639.0663 | 707.5377 | 684.7139 | 707.5377 | 684.7139 | 707.5377 | 707.5377 | 684.7139 | 707.5377 | 684.7139 | 707.5377 | 1752 | 8330.6856 | 0.15772
5739 | Ventilation | Exhaust Fan | PEF-3 | Uniform | 7.5 | [5 empty] | 7.5 | 0.75 | 0.8825 | 0.7645 | 4.755 |  | 0.2 | All Day | 24.0 | 148.8 | 134.4 | 148.8 | 144 | 148.8 | 144 | 148.8 | 148.8 | 144 | 148.8 | 144 | 148.8 | 707.5377 | 639.0663 | 707.5377 | 684.7139 | 707.5377 | 684.7139 | 707.5377 | 707.5377 | 684.7139 | 707.5377 | 684.7139 | 707.5377 | 1752 | 8330.6856 | 0.15772
5740 | AC system | Air Cond. Unit | CRAC-1 | Uniform | 7.5 | [5 empty] | 7.5 | 0.75 | 0.8825 | 0.7645 | 4.755 |  | 0.4 | All Day | 24.0 | 297.6 | 268.8 | 297.6 | 288 | 297.6 | 288 | 297.6 | 297.6 | 288 | 297.6 | 288 | 297.6 | 1415.0754 | 1278.1326 | 1415.0754 | 1369.4278 | 1415.0754 | 1369.4278 | 1415.0754 | 1415.0754 | 1369.4278 | 1415.0754 | 1369.4278 | 1415.0754 | 3504 | 16661.3711 | 0.31543
5741 | AC system | Air Cond. Unit | CRAC-2 | Uniform | 7.5 | [5 empty] | 7.5 | 0.75 | 0.8825 | 0.7645 | 4.755 |  | 0.4 | All Day | 24.0 | 297.6 | 268.8 | 297.6 | 288 | 297.6 | 288 | 297.6 | 297.6 | 288 | 297.6 | 288 | 297.6 | 1415.0754 | 1278.1326 | 1415.0754 | 1369.4278 | 1415.0754 | 1369.4278 | 1415.0754 | 1415.0754 | 1369.4278 | 1415.0754 | 1369.4278 | 1415.0754 | 3504 | 16661.3711 | 0.31543
5742 | Ventilation | Supply Fan (SF-4) | AHU-4 | Uniform | 7.5 | [5 empty] | 7.5 | 0.75 | 0.8825 | 0.7645 | 4.755 | 1 | 1 | AHU-4 | 15.0 | 465 | 420 | 465 | 450 | 465 | 450 | 465 | 465 | 450 | 465 | 450 | 465 | 2211.0552 | 1997.0822 | 2211.0552 | 2139.7309 | 2211.0552 | 2139.7309 | 2211.0552 | 2211.0552 | 2139.7309 | 2211.0552 | 2139.7309 | 2211.0552 | 5475 | 26033.3924 | 1.8771
5743 | Pump | Circulation Pump | PMP001-VTC | CW pump | 7.5 | [5 empty] | 7.5 | 0.75 | 0.8825 | 0.7645 | 4.755 |  | 0.5 | All Day | 24.0 | 0 | 0 | 1 | 21.5 | 44 | 162 | 240 | 279.5 | 126.5 | 4 | 0 | 0 | 0 | 0 | 4.755 | 102.2316 | 209.2181 | 770.3031 | 1141.1898 | 1329.0106 | 601.5021 | 19.0198 | 0 | 0 | 878.5 | 4177.2302 | 0.23377
5744 | Pump | Circulation Pump | PMP002-VTC | CW pump | 7.5 | [5 empty] | 7.5 | 0.75 | 0.8825 | 0.7645 | 4.755 |  | 0.5 | All Day | 24.0 | 0 | 0 | 1 | 21.5 | 44 | 162 | 240 | 279.5 | 126.5 | 4 | 0 | 0 | 0 | 0 | 4.755 | 102.2316 | 209.2181 | 770.3031 | 1141.1898 | 1329.0106 | 601.5021 | 19.0198 | 0 | 0 | 878.5 | 4177.2302 | 0.23377
5745 | Ventilation | Air Handling Unit | AH-2 | Uniform | 7.5 | [5 empty] | 7.5 | 0.75 | 0.8825 | 0.7645 | 4.755 | 0.84 | 1 | AH 2-4, 9-16 | 9.0 | 279 | 252 | 279 | 270 | 279 | 270 | 279 | 279 | 270 | 279 | 270 | 279 | 936.0723 | 845.4847 | 936.0723 | 905.8765 | 936.0723 | 905.8765 | 936.0723 | 936.0723 | 905.8765 | 936.0723 | 905.8765 | 936.0723 | 3285 | 11021.497 | 1.3575
5746 | Ventilation | Air Handling Unit | AH-2 | Uniform | 7.5 | [5 empty] | 7.5 | 0.75 | 0.8825 | 0.7645 | 4.755 | 0.84 | 1 | AH 2-4, 9-16 | 9.0 | 279 | 252 | 279 | 270 | 279 | 270 | 279 | 279 | 270 | 279 | 270 | 279 | 936.0723 | 845.4847 | 936.0723 | 905.8765 | 936.0723 | 905.8765 | 936.0723 | 936.0723 | 905.8765 | 936.0723 | 905.8765 | 936.0723 | 3285 | 11021.497 | 1.3575
5747 | Pump | Heat Circ Pump | P-101A | Heating 1 | 7.5 | 5.5 | 3 |  | 208.0 |  | 7.5 | 0.75 | 0.8825 | 0.7645 | 4.755 |  | 0.5 | All Day | 24.0 | 372 | 336 | 372 | 350 | 315 | 269 | 244.5 | 259.5 | 324.5 | 363.5 | 359.5 | 372 | 1768.8442 | 1597.6657 | 1768.8442 | 1664.2351 | 1497.8116 | 1279.0836 | 1162.5871 | 1233.9115 | 1542.9837 | 1728.4271 | 1709.4072 | 1768.8442 | 3937.5 | 18722.6452 | 2.168
5748 | Pump | Heat Circ Pump | P-101B | Heating 1 | 7.5 | 5.5 | 3 |  | 208.0 |  | 7.5 | 0.75 | 0.8825 | 0.7645 | 4.755 |  | 0.5 | All Day | 24.0 | 372 | 336 | 372 | 350 | 315 | 269 | 244.5 | 259.5 | 324.5 | 363.5 | 359.5 | 372 | 1768.8442 | 1597.6657 | 1768.8442 | 1664.2351 | 1497.8116 | 1279.0836 | 1162.5871 | 1233.9115 | 1542.9837 | 1728.4271 | 1709.4072 | 1768.8442 | 3937.5 | 18722.6452 | 2.168
5749 | Pump | Pump | P-11 | Uniform | 7.5 | [5 empty] | 7.5 | 0.75 | 0.8825 | 0.7645 | 4.755 |  | 0.9 | All Day | 24.0 | 669.6 | 604.8 | 669.6 | 648 | 669.6 | 648 | 669.6 | 669.6 | 648 | 669.6 | 648 | 669.6 | 3183.9195 | 2875.7983 | 3183.9195 | 3081.2125 | 3183.9195 | 3081.2125 | 3183.9195 | 3183.9195 | 3081.2125 | 3183.9195 | 3081.2125 | 3183.9195 | 7884 | 37488.085 | 2.703
5750 | Ventilation | AHU-201 EF 201A | EAX-201A | Uniform | 7.5 | [5 empty] | 7.5 | 0.75 | 0.8825 | 0.7645 | 4.755 |  | 1 | AHU-201 | 21.6 | 669.6 | 604.8 | 669.6 | 648 | 669.6 | 648 | 669.6 | 669.6 | 648 | 669.6 | 648 | 669.6 | 3183.9195 | 2875.7983 | 3183.9195 | 3081.2125 | 3183.9195 | 3081.2125 | 3183.9195 | 3183.9195 | 3081.2125 | 3183.9195 | 3081.2125 | 3183.9195 | 7884 | 37488.085 | 0.75024
5751 | Ventilation | Exhaust fan for Atrium | SEF-3 | Uniform | 7.5 | [5 empty] | 7.5 | 0.75 | 0.8825 | 0.7645 | 4.755 |  | 1 | Building Vent | 14.0 | 434 | 392 | 434 | 420 | 434 | 420 | 434 | 434 | 420 | 434 | 420 | 434 | 2063.6516 | 1863.9433 | 2063.6516 | 1997.0822 | 2063.6516 | 1997.0822 | 2063.6516 | 2063.6516 | 1997.0822 | 2063.6516 | 1997.0822 | 2063.6516 | 5110 | 24297.8329 | 4.1528
5752 | Ventilation | Exhaust fan for Atrium | SEF-4 | Uniform | 7.5 | [5 empty] | 7.5 | 0.75 | 0.8825 | 0.7645 | 4.755 |  | 1 | Building Vent | 14.0 | 434 | 392 | 434 | 420 | 434 | 420 | 434 | 434 | 420 | 434 | 420 | 434 | 2063.6516 | 1863.9433 | 2063.6516 | 1997.0822 | 2063.6516 | 1997.0822 | 2063.6516 | 2063.6516 | 1997.0822 | 2063.6516 | 1997.0822 | 2063.6516 | 5110 | 24297.8329 | 4.1528
5753 | Pump | CHW Pump |  | Cooling 1 | 7.5 | [5 empty] | 7.5 | 0.75 | 0.8825 | 0.7645 | 4.755 |  | 1 | All Day | 24.0 | 0 | 0 | 0 | 0 | 372 | 720 | 744 | 744 | 360 | 0 | 0 | 0 | 0 | 0 | 0 | 0 | 1768.8442 | 3423.5694 | 3537.6884 | 3537.6884 | 1711.7847 | 0 | 0 | 0 | 2940 | 13979.5751 | 3.9459
5754 | Pump | Radiation Loop Pump | P-3 | Heating 1 | 7.5 | [5 empty] | 7.5 | 0.75 | 0.8825 | 0.7645 | 4.755 |  | 0.5 | Floor Fans | 8.928571428571430 | 138.3929 | 125 | 103.7946 | 66.9643 | 55.3571 | 26.7857 | 3.4598 | 3.4598 | 3.3482 | 27.6786 | 53.5714 | 96.875 | 658.0522 | 594.3697 | 493.5391 | 318.4123 | 263.2209 | 127.3649 | 16.4513 | 16.4513 | 15.9206 | 131.6104 | 254.7299 | 460.6365 | 704.6875 | 3350.7591 | 0.72181
5755 | Pump | Radiation Loop Pump | P-4 | Heating 1 | 7.5 | [5 empty] | 7.5 | 0.75 | 0.8825 | 0.7645 | 4.755 |  | 0.5 | Floor Fans | 8.928571428571430 | 138.3929 | 125 | 103.7946 | 66.9643 | 55.3571 | 26.7857 | 3.4598 | 3.4598 | 3.3482 | 27.6786 | 53.5714 | 96.875 | 658.0522 | 594.3697 | 493.5391 | 318.4123 | 263.2209 | 127.3649 | 16.4513 | 16.4513 | 15.9206 | 131.6104 | 254.7299 | 460.6365 | 704.6875 | 3350.7591 | 0.72181
5756 | Pump | Radiation Loop Pump | P-3 | Heating 1 | 7.5 | [5 empty] | 7.5 | 0.75 | 0.8825 | 0.7645 | 4.755 |  | 0.5 | Floor Fans | 8.928571428571430 | 138.3929 | 125 | 103.7946 | 66.9643 | 55.3571 | 26.7857 | 3.4598 | 3.4598 | 3.3482 | 27.6786 | 53.5714 | 96.875 | 658.0522 | 594.3697 | 493.5391 | 318.4123 | 263.2209 | 127.3649 | 16.4513 | 16.4513 | 15.9206 | 131.6104 | 254.7299 | 460.6365 | 704.6875 | 3350.7591 | 0.72693
5757 | Pump | Radiation Loop Pump | P-4 | Heating 1 | 7.5 | [5 empty] | 7.5 | 0.75 | 0.8825 | 0.7645 | 4.755 |  | 0.5 | Floor Fans | 8.928571428571430 | 138.3929 | 125 | 103.7946 | 66.9643 | 55.3571 | 26.7857 | 3.4598 | 3.4598 | 3.3482 | 27.6786 | 53.5714 | 96.875 | 658.0522 | 594.3697 | 493.5391 | 318.4123 | 263.2209 | 127.3649 | 16.4513 | 16.4513 | 15.9206 | 131.6104 | 254.7299 | 460.6365 | 704.6875 | 3350.7591 | 0.72693
5758 | Pump | Radiation Loop Pump | P-3 | Heating 1 | 7.5 | [5 empty] | 7.5 | 0.75 | 0.8825 | 0.7645 | 4.755 |  | 0.5 | Floor Fans | 8.928571428571430 | 138.3929 | 125 | 103.7946 | 66.9643 | 55.3571 | 26.7857 | 3.4598 | 3.4598 | 3.3482 | 27.6786 | 53.5714 | 96.875 | 658.0522 | 594.3697 | 493.5391 | 318.4123 | 263.2209 | 127.3649 | 16.4513 | 16.4513 | 15.9206 | 131.6104 | 254.7299 | 460.6365 | 704.6875 | 3350.7591 | 0.72181
5759 | Pump | Radiation Loop Pump | P-4 | Heating 1 | 7.5 | [5 empty] | 7.5 | 0.75 | 0.8825 | 0.7645 | 4.755 |  | 0.5 | Floor Fans | 8.928571428571430 | 138.3929 | 125 | 103.7946 | 66.9643 | 55.3571 | 26.7857 | 3.4598 | 3.4598 | 3.3482 | 27.6786 | 53.5714 | 96.875 | 658.0522 | 594.3697 | 493.5391 | 318.4123 | 263.2209 | 127.3649 | 16.4513 | 16.4513 | 15.9206 | 131.6104 | 254.7299 | 460.6365 | 704.6875 | 3350.7591 | 0.72181
5760 | Pump | Radiation Loop Pump | P-3 | Heating 1 | 7.5 | [5 empty] | 7.5 | 0.75 | 0.8825 | 0.7645 | 4.755 |  | 0.5 | Floor Fans | 8.928571428571430 | 138.3929 | 125 | 103.7946 | 66.9643 | 55.3571 | 26.7857 | 3.4598 | 3.4598 | 3.3482 | 27.6786 | 53.5714 | 96.875 | 658.0522 | 594.3697 | 493.5391 | 318.4123 | 263.2209 | 127.3649 | 16.4513 | 16.4513 | 15.9206 | 131.6104 | 254.7299 | 460.6365 | 704.6875 | 3350.7591 | 0.72693
5761 | Pump | Radiation Loop Pump | P-4 | Heating 1 | 7.5 | [5 empty] | 7.5 | 0.75 | 0.8825 | 0.7645 | 4.755 |  | 0.5 | Floor Fans | 8.928571428571430 | 138.3929 | 125 | 103.7946 | 66.9643 | 55.3571 | 26.7857 | 3.4598 | 3.4598 | 3.3482 | 27.6786 | 53.5714 | 96.875 | 658.0522 | 594.3697 | 493.5391 | 318.4123 | 263.2209 | 127.3649 | 16.4513 | 16.4513 | 15.9206 | 131.6104 | 254.7299 | 460.6365 | 704.6875 | 3350.7591 | 0.72693
5762 | Ventilation | Return Fan | AHU-1 | Uniform | 7.5 | [5 empty] | 7.5 | 0.75 | 0.8825 | 0.7645 | 4.755 |  | 1 | AHU-1 | 18.5 | 573.5 | 518 | 573.5 | 555 | 573.5 | 555 | 573.5 | 573.5 | 555 | 573.5 | 555 | 573.5 | 2726.9681 | 2463.068 | 2726.9681 | 2639.0014 | 2726.9681 | 2639.0014 | 2726.9681 | 2726.9681 | 2639.0014 | 2726.9681 | 2639.0014 | 2726.9681 | 6752.5 | 32107.8506 | 7.5183
5763 | Ventilation | Exhaust Fan | EF-10 | Uniform | 7.5 | [5 empty] | 7.5 | 0.75 | 0.8825 | 0.7645 | 4.755 |  | 0.005 | Occupied | 10.857142857142900 | 1.6829 | 1.52 | 1.6829 | 1.6286 | 1.6829 | 1.6286 | 1.6829 | 1.6829 | 1.6286 | 1.6829 | 1.6286 | 1.6829 | 8.0019 | 7.2275 | 8.0019 | 7.7438 | 8.0019 | 7.7438 | 8.0019 | 8.0019 | 7.7438 | 8.0019 | 7.7438 | 8.0019 | 19.8143 | 94.2161 | 0.089793
5764 | Ventilation | Supply Fan | AHU-3B | VSD 75 | 7.5 | [5 empty] | 7.5 | 0.75 | 0.8825 | 0.7645 | 4.755 |  | 1 | A | 8.214285714285710 | 143.2366 | 147.2 | 183.9795 | 199.6071 | 229.8152 | 246.4286 | 254.6429 | 254.6429 | 222.4018 | 183.9795 | 157.7143 | 143.2366 | 681.084 | 699.9297 | 874.8145 | 949.1235 | 1092.7614 | 1171.7574 | 1210.816 | 1210.816 | 1057.511 | 874.8145 | 749.9247 | 681.084 | 2366.8848 | 11254.4368 | 0.7865
5765 | Ventilation | Supply Fan | AHU-7 | VSD 75 | 7.5 | [5 empty] | 7.5 | 0.75 | 0.8825 | 0.7645 | 4.755 |  | 1 | A | 8.214285714285710 | 143.2366 | 147.2 | 183.9795 | 199.6071 | 229.8152 | 246.4286 | 254.6429 | 254.6429 | 222.4018 | 183.9795 | 157.7143 | 143.2366 | 681.084 | 699.9297 | 874.8145 | 949.1235 | 1092.7614 | 1171.7574 | 1210.816 | 1210.816 | 1057.511 | 874.8145 | 749.9247 | 681.084 | 2366.8848 | 11254.4368 | 0.7865
5766 | Ventilation | Supply Fan | AHU-9 | VSD 75 | 7.5 | [5 empty] | 7.5 | 0.75 | 0.8825 | 0.7645 | 4.755 |  | 1 | A | 8.214285714285710 | 143.2366 | 147.2 | 183.9795 | 199.6071 | 229.8152 | 246.4286 | 254.6429 | 254.6429 | 222.4018 | 183.9795 | 157.7143 | 143.2366 | 681.084 | 699.9297 | 874.8145 | 949.1235 | 1092.7614 | 1171.7574 | 1210.816 | 1210.816 | 1057.511 | 874.8145 | 749.9247 | 681.084 | 2366.8848 | 11254.4368 | 0.7865
5767 | Ventilation | Supply Fan | AHU-14 | VSD 65 | 7.5 | [5 empty] | 7.5 | 0.75 | 0.8825 | 0.7645 | 4.755 |  | 1 | B | 8.571428571428570 | 112.2643 | 117.6 | 170.0571 | 185.7857 | 239.8071 | 257.1429 | 265.7143 | 265.7143 | 232.0714 | 170.0571 | 126 | 112.2643 | 533.8119 | 559.183 | 808.6145 | 883.4032 | 1140.2728 | 1222.7034 | 1263.4601 | 1263.4601 | 1103.4898 | 808.6145 | 599.1246 | 533.8119 | 2254.4786 | 10719.9498 | 0.74914
5768 | Ventilation | Supply Fan | F-6 | Uniform | 7.5 | [5 empty] | 7.5 | 0.75 | 0.8825 | 0.7645 | 4.755 |  | 1 | AH-1 | 9.028571429 | 279.8857 | 252.8 | 279.8857 | 270.8571 | 279.8857 | 270.8571 | 279.8857 | 279.8857 | 270.8571 | 279.8857 | 270.8571 | 279.8857 | 1330.8447 | 1202.0533 | 1330.8447 | 1287.9142 | 1330.8447 | 1287.9142 | 1330.8447 | 1330.8447 | 1287.9142 | 1330.8447 | 1287.9142 | 1330.8447 | 3295.4286 | 15669.6228 | 1.93
5769 | Ventilation | Supply Fan | F-7 | Uniform | 7.5 | [5 empty] | 7.5 | 0.75 | 0.8825 | 0.7645 | 4.755 |  | 1 | AH-1 | 9.028571429 | 279.8857 | 252.8 | 279.8857 | 270.8571 | 279.8857 | 270.8571 | 279.8857 | 279.8857 | 270.8571 | 279.8857 | 270.8571 | 279.8857 | 1330.8447 | 1202.0533 | 1330.8447 | 1287.9142 | 1330.8447 | 1287.9142 | 1330.8447 | 1330.8447 | 1287.9142 | 1330.8447 | 1287.9142 | 1330.8447 | 3295.4286 | 15669.6228 | 1.93
5770 | Ventilation | Exhaust Fan | F-13 | Uniform | 7.5 | [5 empty] | 7.5 | 0.75 | 0.8825 | 0.7645 | 4.755 |  | 1 | AH-1 | 9.028571429 | 279.8857 | 252.8 | 279.8857 | 270.8571 | 279.8857 | 270.8571 | 279.8857 | 279.8857 | 270.8571 | 279.8857 | 270.8571 | 279.8857 | 1330.8447 | 1202.0533 | 1330.8447 | 1287.9142 | 1330.8447 | 1287.9142 | 1330.8447 | 1330.8447 | 1287.9142 | 1330.8447 | 1287.9142 | 1330.8447 | 3295.4286 | 15669.6228 | 1.93
5771 | Ventilation | Supply Fan | AHU-11 | VSD 85 | 7.5 | [5 empty] | 7.5 | 0.75 | 0.8825 | 0.7645 | 4.755 |  | 1 | C | 7.857142857142860 | 175.9804 | 158.95 | 197.2929 | 212.7321 | 219.8232 | 235.7143 | 243.5714 | 243.5714 | 235.7143 | 219.8232 | 190.9286 | 175.9804 | 836.7791 | 755.8005 | 938.1192 | 1011.5323 | 1045.25 | 1120.8114 | 1158.1718 | 1158.1718 | 1120.8114 | 1045.25 | 907.8572 | 836.7791 | 2510.0821 | 11935.3339 | 0.83408
5772 | Ventilation | Supply Fan | AHU-5B | VSD 65 | 7.5 | [5 empty] | 7.5 | 0.75 | 0.8825 | 0.7645 | 4.755 |  | 1 | G | 2.142857142857140 | 28.0661 | 29.4 | 42.5143 | 46.4464 | 59.9518 | 64.2857 | 66.4286 | 66.4286 | 58.0179 | 42.5143 | 31.5 | 28.0661 | 133.453 | 139.7958 | 202.1536 | 220.8508 | 285.0682 | 305.6758 | 315.865 | 315.865 | 275.8724 | 202.1536 | 149.7812 | 133.453 | 563.6196 | 2679.9875 | 0.18729
5773 | Pump | Pump | P-5 | Heating 1 | 7.5 | [5 empty] | 7.5 | 0.75 | 0.8825 | 0.7645 | 4.755 |  | 1 | Occupied | 16.523809523809500 | 512.2381 | 462.6667 | 384.1786 | 247.8571 | 204.8952 | 99.1429 | 12.806 | 12.806 | 12.3929 | 102.4476 | 198.2857 | 358.5667 | 2435.6704 | 2199.9603 | 1826.7528 | 1178.5502 | 974.2682 | 471.4201 | 60.8918 | 60.8918 | 58.9275 | 487.1341 | 942.8401 | 1704.9693 | 2608.2833 | 12402.2764 | 1.1017
5774 | Pump | Pump | P-17 | Heating 1 | 7.5 | [5 empty] | 7.5 | 0.75 | 0.8825 | 0.7645 | 4.755 |  | 1 | Occupied | 16.523809523809500 | 512.2381 | 462.6667 | 384.1786 | 247.8571 | 204.8952 | 99.1429 | 12.806 | 12.806 | 12.3929 | 102.4476 | 198.2857 | 358.5667 | 2435.6704 | 2199.9603 | 1826.7528 | 1178.5502 | 974.2682 | 471.4201 | 60.8918 | 60.8918 | 58.9275 | 487.1341 | 942.8401 | 1704.9693 | 2608.2833 | 12402.2764 | 1.1017
5775 | Pump | Pump | P-5 | Heating 1 | 7.5 | [5 empty] | 7.5 | 0.75 | 0.8825 | 0.7645 | 4.755 |  | 1 | Occupied | 16.523809523809500 | 512.2381 | 462.6667 | 384.1786 | 247.8571 | 204.8952 | 99.1429 | 12.806 | 12.806 | 12.3929 | 102.4476 | 198.2857 | 358.5667 | 2435.6704 | 2199.9603 | 1826.7528 | 1178.5502 | 974.2682 | 471.4201 | 60.8918 | 60.8918 | 58.9275 | 487.1341 | 942.8401 | 1704.9693 | 2608.2833 | 12402.2764 | 1.0918
5776 | Pump | Pump | P-17 | Heating 1 | 7.5 | [5 empty] | 7.5 | 0.75 | 0.8825 | 0.7645 | 4.755 |  | 1 | Occupied | 16.523809523809500 | 512.2381 | 462.6667 | 384.1786 | 247.8571 | 204.8952 | 99.1429 | 12.806 | 12.806 | 12.3929 | 102.4476 | 198.2857 | 358.5667 | 2435.6704 | 2199.9603 | 1826.7528 | 1178.5502 | 974.2682 | 471.4201 | 60.8918 | 60.8918 | 58.9275 | 487.1341 | 942.8401 | 1704.9693 | 2608.2833 | 12402.2764 | 1.0918
5777 | Ventilation | AHU-204 EF 204A | EAX-204A | Uniform | 7.5 | [5 empty] | 7.5 | 0.75 | 0.8825 | 0.7645 | 4.755 |  | 1 | AHU-202/3/4 | 21.72244897959180 | 673.3959 | 608.2286 | 673.3959 | 651.6735 | 673.3959 | 651.6735 | 673.3959 | 673.3959 | 651.6735 | 673.3959 | 651.6735 | 673.3959 | 3201.969 | 2892.101 | 3201.969 | 3098.6797 | 3201.969 | 3098.6797 | 3201.969 | 3201.969 | 3098.6797 | 3201.969 | 3098.6797 | 3201.969 | 7928.6939 | 37700.6025 | 0.75449
5778 | Ventilation | Supply Fan | AHU-3A | VSD 55 | 7.5 | [5 empty] | 7.5 | 0.75 | 0.8825 | 0.7645 | 4.755 |  | 1 | A | 8.214285714285710 | 77.0295 | 97.175 | 143.2366 | 178.0446 | 229.8152 | 246.4286 | 254.6429 | 254.6429 | 222.4018 | 124.775 | 88.7143 | 77.0295 | 366.2718 | 462.063 | 681.084 | 846.5947 | 1092.7614 | 1171.7574 | 1210.816 | 1210.816 | 1057.511 | 593.2998 | 421.8327 | 366.2718 | 1993.9357 | 9481.0796 | 0.66257
5779 | Ventilation | Supply Fan | AHU-6B | VSD 55 | 7.5 | [5 empty] | 7.5 | 0.75 | 0.8825 | 0.7645 | 4.755 |  | 1 | A | 8.214285714285710 | 77.0295 | 97.175 | 143.2366 | 178.0446 | 229.8152 | 246.4286 | 254.6429 | 254.6429 | 222.4018 | 124.775 | 88.7143 | 77.0295 | 366.2718 | 462.063 | 681.084 | 846.5947 | 1092.7614 | 1171.7574 | 1210.816 | 1210.816 | 1057.511 | 593.2998 | 421.8327 | 366.2718 | 1993.9357 | 9481.0796 | 0.66257
5780 | Ventilation | Supply Fan | AHU-18 | VSD 55 | 7.5 | [5 empty] | 7.5 | 0.75 | 0.8825 | 0.7645 | 4.755 |  | 1 | A | 8.214285714285710 | 77.0295 | 97.175 | 143.2366 | 178.0446 | 229.8152 | 246.4286 | 254.6429 | 254.6429 | 222.4018 | 124.775 | 88.7143 | 77.0295 | 366.2718 | 462.063 | 681.084 | 846.5947 | 1092.7614 | 1171.7574 | 1210.816 | 1210.816 | 1057.511 | 593.2998 | 421.8327 | 366.2718 | 1993.9357 | 9481.0796 | 0.66257
5781 | Pump | Heat Pump Loop Pump |  | Heating 1 | 7.5 | [5 empty] | 7.5 | 0.75 | 0.8825 | 0.7645 | 4.755 |  | 0.5 | Occupied | 13.428571428571400 | 208.1429 | 169.2 | 166.5143 | 141 | 83.2571 | 40.2857 | 41.6286 | 41.6286 | 40.2857 | 145.7 | 161.1429 | 187.3286 | 989.7104 | 804.5388 | 791.7684 | 670.449 | 395.8842 | 191.5569 | 197.9421 | 197.9421 | 191.5569 | 692.7973 | 766.2274 | 890.7394 | 1426.1143 | 6781.1128 | 1.2388
5782 | Pump | Heat Pump Loop Pump |  | Heating 1 | 7.5 | [5 empty] | 7.5 | 0.75 | 0.8825 | 0.7645 | 4.755 |  | 0.5 | Occupied | 13.428571428571400 | 208.1429 | 169.2 | 166.5143 | 141 | 83.2571 | 40.2857 | 41.6286 | 41.6286 | 40.2857 | 145.7 | 161.1429 | 187.3286 | 989.7104 | 804.5388 | 791.7684 | 670.449 | 395.8842 | 191.5569 | 197.9421 | 197.9421 | 191.5569 | 692.7973 | 766.2274 | 890.7394 | 1426.1143 | 6781.1128 | 1.2388
5783 | Ventilation | Return fan | AHU-1 | Uniform | 7.5 | [5 empty] | 7.5 | 0.75 | 0.8825 | 0.7645 | 4.755 | 1 | 1 | AHU-1 | 11.142857142857100 | 345.4286 | 312 | 345.4286 | 334.2857 | 345.4286 | 334.2857 | 345.4286 | 345.4286 | 334.2857 | 345.4286 | 334.2857 | 345.4286 | 1642.4982 | 1483.5467 | 1642.4982 | 1589.5144 | 1642.4982 | 1589.5144 | 1642.4982 | 1642.4982 | 1589.5144 | 1642.4982 | 1589.5144 | 1642.4982 | 4067.1429 | 19339.0915 | 7.7253
5784 | Ventilation | AC-3 Return Fan | RF-3 | Uniform | 7.5 | [5 empty] | 7.5 | 0.75 | 0.8825 | 0.7645 | 4.755 |  | 1 | AC-3 | 11.142857142857100 | 345.4286 | 312 | 345.4286 | 334.2857 | 345.4286 | 334.2857 | 345.4286 | 345.4286 | 334.2857 | 345.4286 | 334.2857 | 345.4286 | 1642.4982 | 1483.5467 | 1642.4982 | 1589.5144 | 1642.4982 | 1589.5144 | 1642.4982 | 1642.4982 | 1589.5144 | 1642.4982 | 1589.5144 | 1642.4982 | 4067.1429 | 19339.0915 | 1.7179
5785 | Ventilation | AC-3 Return Fan | RF-3 | Uniform | 7.5 | [5 empty] | 7.5 | 0.75 | 0.8825 | 0.7645 | 4.755 |  | 1 | AC-3 | 11.142857142857100 | 345.4286 | 312 | 345.4286 | 334.2857 | 345.4286 | 334.2857 | 345.4286 | 345.4286 | 334.2857 | 345.4286 | 334.2857 | 345.4286 | 1642.4982 | 1483.5467 | 1642.4982 | 1589.5144 | 1642.4982 | 1589.5144 | 1642.4982 | 1642.4982 | 1589.5144 | 1642.4982 | 1589.5144 | 1642.4982 | 4067.1429 | 19339.0915 | 1.7182
5786 | Ventilation | AC-3 Return Fan | RF-3 | Uniform | 7.5 | [5 empty] | 7.5 | 0.75 | 0.8825 | 0.7645 | 4.755 |  | 1 | AC-3 | 11.142857142857100 | 345.4286 | 312 | 345.4286 | 334.2857 | 345.4286 | 334.2857 | 345.4286 | 345.4286 | 334.2857 | 345.4286 | 334.2857 | 345.4286 | 1642.4982 | 1483.5467 | 1642.4982 | 1589.5144 | 1642.4982 | 1589.5144 | 1642.4982 | 1642.4982 | 1589.5144 | 1642.4982 | 1589.5144 | 1642.4982 | 4067.1429 | 19339.0915 | 1.7024
5787 | Ventilation | Supply Fan | AC0002-VTC | Uniform | 7.5 | [5 empty] | 7.5 | 0.75 | 0.8825 | 0.7645 | 4.755 |  | 1 | 12h M-F, 9h S-S | 11.142857142857100 | 345.4286 | 312 | 345.4286 | 334.2857 | 345.4286 | 334.2857 | 345.4286 | 345.4286 | 334.2857 | 345.4286 | 334.2857 | 345.4286 | 1654.7252 | 1483.5467 | 1626.1955 | 1597.6657 | 1640.4603 | 1583.4008 | 1654.7252 | 1626.1955 | 1597.6657 | 1654.7252 | 1569.136 | 1654.7252 | 4067.1429 | 19343.1671 | 1.0825
5788 | Pump | HEATING DISTRIBUTION PUMP | HL-P1 | Heating 1 | 7.5 | [5 empty] | 7.5 | 0.75 | 0.8825 | 0.7645 | 4.755 | 0.5 | 1 | All Day | 24.0 | 744 | 672 | 669.6 | 360 | 297.6 | 72 | 0 | 0 | 72 | 297.6 | 288 | 520.8 | 884.4221 | 798.8329 | 795.9799 | 427.9462 | 353.7688 | 85.5892 | 0 | 0 | 85.5892 | 353.7688 | 342.3569 | 619.0955 | 3993.6 | 4747.3496 | 0.78958
5789 | Pump | HW P101A | P-101A | Heating 1 | 7.5 | [5 empty] | 7.5 | 0.75 | 0.8825 | 0.7645 | 4.755 |  | 0.5 | All Day | 24.0 | 372 | 302.4 | 297.6 | 234 | 148.8 | 126 | 74.4 | 74.4 | 108 | 186 | 306 | 372 | 1768.8442 | 1437.8992 | 1415.0754 | 1112.6601 | 707.5377 | 599.1246 | 353.7688 | 353.7688 | 513.5354 | 884.4221 | 1455.017 | 1768.8442 | 2601.6 | 12370.4975 | 0.2214
5790 | Pump | HW P101B | P-101B | Heating 1 | 7.5 | [5 empty] | 7.5 | 0.75 | 0.8825 | 0.7645 | 4.755 |  | 0.5 | All Day | 24.0 | 372 | 302.4 | 297.6 | 234 | 148.8 | 126 | 74.4 | 74.4 | 108 | 186 | 306 | 372 | 1768.8442 | 1437.8992 | 1415.0754 | 1112.6601 | 707.5377 | 599.1246 | 353.7688 | 353.7688 | 513.5354 | 884.4221 | 1455.017 | 1768.8442 | 2601.6 | 12370.4975 | 0.2214
5791 | Pump | HW P101A | P-101A | Heating 1 | 7.5 | [5 empty] | 7.5 | 0.75 | 0.8825 | 0.7645 | 4.755 |  | 0.5 | All Day | 24.0 | 372 | 302.4 | 297.6 | 234 | 148.8 | 126 | 74.4 | 74.4 | 108 | 186 | 306 | 372 | 1768.8442 | 1437.8992 | 1415.0754 | 1112.6601 | 707.5377 | 599.1246 | 353.7688 | 353.7688 | 513.5354 | 884.4221 | 1455.017 | 1768.8442 | 2601.6 | 12370.4975 | 0.2214
5792 | Pump | HW P101B | P-101B | Heating 1 | 7.5 | [5 empty] | 7.5 | 0.75 | 0.8825 | 0.7645 | 4.755 |  | 0.5 | All Day | 24.0 | 372 | 302.4 | 297.6 | 234 | 148.8 | 126 | 74.4 | 74.4 | 108 | 186 | 306 | 372 | 1768.8442 | 1437.8992 | 1415.0754 | 1112.6601 | 707.5377 | 599.1246 | 353.7688 | 353.7688 | 513.5354 | 884.4221 | 1455.017 | 1768.8442 | 2601.6 | 12370.4975 | 0.2214
5793 | Pump | Circulation Pump | P-1 | Cooling 1 | 7.5 | [5 empty] | 7.5 | 0.75 | 0.8825 | 0.7645 | 4.755 |  | 1 | All Day | 24.0 | 0 | 0 | 0 | 0 | 446.4 | 432 | 520.8 | 744 | 432 | 446.4 | 0 | 0 | 0 | 0 | 0 | 0 | 2122.613 | 2054.1416 | 2476.3819 | 3537.6884 | 2054.1416 | 2122.613 | 0 | 0 | 3021.6 | 14367.5796 | 3.4316
5794 | Pump | Circulation Pump | P-2 | Cooling 1 | 7.5 | [5 empty] | 7.5 | 0.75 | 0.8825 | 0.7645 | 4.755 |  | 1 | All Day | 24.0 | 0 | 0 | 0 | 0 | 446.4 | 432 | 520.8 | 744 | 432 | 446.4 | 0 | 0 | 0 | 0 | 0 | 0 | 2122.613 | 2054.1416 | 2476.3819 | 3537.6884 | 2054.1416 | 2122.613 | 0 | 0 | 3021.6 | 14367.5796 | 3.4316
5795 | Pump | Circulation Pump | P-3 | Cooling 1 | 7.5 | [5 empty] | 7.5 | 0.75 | 0.8825 | 0.7645 | 4.755 |  | 1 | All Day | 24.0 | 0 | 0 | 0 | 0 | 446.4 | 432 | 520.8 | 744 | 432 | 446.4 | 0 | 0 | 0 | 0 | 0 | 0 | 2122.613 | 2054.1416 | 2476.3819 | 3537.6884 | 2054.1416 | 2122.613 | 0 | 0 | 3021.6 | 14367.5796 | 3.4316
5796 | Pump | CW Pump | PCW-1 | Cooling 1 | 7.5 | [5 empty] | 7.5 | 0.75 | 0.8825 | 0.7645 | 4.755 |  | 0.3 | All Day | 24.0 | 0 | 0 | 0 | 0 | 0 | 0 | 223.2 | 223.2 | 216 | 0 | 0 | 0 | 0 | 0 | 0 | 0 | 0 | 0 | 1061.3065 | 1061.3065 | 1027.0708 | 0 | 0 | 0 | 662.4 | 3149.6839 | 0.91308
5797 | Pump | CW Pump | PCW-2 | Cooling 1 | 7.5 | [5 empty] | 7.5 | 0.75 | 0.8825 | 0.7645 | 4.755 |  | 0.3 | All Day | 24.0 | 0 | 0 | 0 | 0 | 0 | 0 | 223.2 | 223.2 | 216 | 0 | 0 | 0 | 0 | 0 | 0 | 0 | 0 | 0 | 1061.3065 | 1061.3065 | 1027.0708 | 0 | 0 | 0 | 662.4 | 3149.6839 | 0.91308
5798 | Pump | Boiler Pump | P-B1 | Heating 1 | 7.5 | [5 empty] | 7.5 | 0.75 | 0.8825 | 0.7645 | 4.755 |  | 0.1 | All Day | 24.0 | 60.7437 | 29.7876 | 9.8555 | 1.44 | 0.744 | 0.72 | 0 | 0 | 0.72 | 1.488 | 2.16 | 74.4 | 288.8337 | 141.6388 | 46.8626 | 6.8471 | 3.5377 | 3.4236 | 0 | 0 | 3.4236 | 7.0754 | 10.2707 | 353.7688 | 182.0588 | 865.682 | 0.020257
5799 | Pump | Boiler Pump | P-B2 | Heating 1 | 7.5 | [5 empty] | 7.5 | 0.75 | 0.8825 | 0.7645 | 4.755 |  | 0.1 | All Day | 24.0 | 60.7437 | 29.7876 | 9.8555 | 1.44 | 0.744 | 0.72 | 0 | 0 | 0.72 | 1.488 | 2.16 | 74.4 | 288.8337 | 141.6388 | 46.8626 | 6.8471 | 3.5377 | 3.4236 | 0 | 0 | 3.4236 | 7.0754 | 10.2707 | 353.7688 | 182.0588 | 865.682 | 0.020257
5800 | Ventilation | Supply Fan | AHU-4 | Uniform | 7.5 | [5 empty] | 7.5 | 0.75 | 0.8825 | 0.7645 | 4.755 | 0.9 | 1 | AHU-4 | 7.880952380952380 | 244.3095 | 220.6667 | 244.3095 | 236.4286 | 244.3095 | 236.4286 | 244.3095 | 244.3095 | 236.4286 | 244.3095 | 236.4286 | 244.3095 | 770.6942 | 669.498 | 711.6502 | 773.423 | 820.3777 | 871.8215 | 1045.3764 | 938.4297 | 887.6399 | 801.1162 | 672.2627 | 769.9227 | 2876.5476 | 9732.2122 | 1.473
5801 | Pump | Pump | P-15 | Boiler | 7.5 | [5 empty] | 7.5 | 0.75 | 0.8825 | 0.7645 | 4.755 |  | 1 | All Day | 24.0 | 744 | 537.6 | 744 | 0 | 0 | 0 | 0 | 0 | 0 | 595.2 | 720 | 446.4 | 3537.6884 | 2556.2652 | 3537.6884 | 0 | 0 | 0 | 0 | 0 | 0 | 2830.1507 | 3423.5694 | 2122.613 | 3787.2 | 18007.9751 | 1.2984
5802 | Miscellaneous electricity | Radiator Cooling Fan |  | Uniform | 7.5 | [5 empty] | 7.5 | 0.75 | 0.8825 | 0.7645 | 4.755 |  | 0.01 | All Day | 24.0 | 7.44 | 6.72 | 7.44 | 7.2 | 7.44 | 7.2 | 7.44 | 7.44 | 7.2 | 7.44 | 7.2 | 7.44 | 35.3769 | 31.9533 | 35.3769 | 34.2357 | 35.3769 | 34.2357 | 35.3769 | 35.3769 | 34.2357 | 35.3769 | 34.2357 | 35.3769 | 87.6 | 416.5343 | 0.071838
5803 | Pump | Pump | CP-3 | Heating 1 | 7.5 | [5 empty] | 7.5 | 0.75 | 0.8825 | 0.7645 | 4.755 |  | 1 | All Day | 24.0 | 744 | 672 | 744 | 648 | 595.2 | 18 | 0 | 0 | 144 | 595.2 | 720 | 744 | 3537.6884 | 3195.3314 | 3537.6884 | 3081.2125 | 2830.1507 | 85.5892 | 0 | 0 | 684.7139 | 2830.1507 | 3423.5694 | 3537.6884 | 5624.4 | 26743.783 | 0.87623
5804 | Ventilation | Exhaust Fan | EF-1 | Uniform | 7.5 | [5 empty] | 7.5 | 0.75 | 0.8825 | 0.7645 | 4.755 |  | 1 | Exhaust Fan | 8.428571428571430 | 261.2857 | 236 | 261.2857 | 252.8571 | 261.2857 | 252.8571 | 261.2857 | 261.2857 | 252.8571 | 261.2857 | 252.8571 | 261.2857 | 1242.4025 | 1122.17 | 1242.4025 | 1202.325 | 1242.4025 | 1202.325 | 1242.4025 | 1242.4025 | 1202.325 | 1242.4025 | 1202.325 | 1242.4025 | 3076.4286 | 14628.2871 | 0.27694
5805 | Ventilation | Fan Coil Unit | FC-26 | Uniform | 7.5 | [5 empty] | 7.5 | 0.75 | 0.8825 | 0.7645 | 4.755 |  | 1 |  | 6.428571428571430 | 199.2857 | 180 | 199.2857 | 192.8571 | 199.2857 | 192.8571 | 199.2857 | 199.2857 | 192.8571 | 199.2857 | 192.8571 | 199.2857 | 947.5951 | 855.8924 | 947.5951 | 917.0275 | 947.5951 | 917.0275 | 947.5951 | 947.5951 | 917.0275 | 947.5951 | 917.0275 | 947.5951 | 2346.4286 | 11157.1682 | 0.78528
5806 | Ventilation | Exhaust Fan |  | Uniform | 7.5 | [5 empty] | 7.5 | 0.75 | 0.8825 | 0.7645 | 4.755 |  | 1 | Floor Fans | 8.928571428571430 | 276.7857 | 250 | 276.7857 | 267.8571 | 276.7857 | 267.8571 | 276.7857 | 276.7857 | 267.8571 | 276.7857 | 267.8571 | 276.7857 | 1316.1043 | 1188.7394 | 1316.1043 | 1273.6493 | 1316.1043 | 1273.6493 | 1316.1043 | 1316.1043 | 1273.6493 | 1316.1043 | 1273.6493 | 1316.1043 | 3258.9286 | 15496.0669 | 3.3381
5807 | Ventilation | Exhaust Fan |  | Uniform | 7.5 | [5 empty] | 7.5 | 0.75 | 0.8825 | 0.7645 | 4.755 |  | 1 | Floor Fans | 8.928571428571430 | 276.7857 | 250 | 276.7857 | 267.8571 | 276.7857 | 267.8571 | 276.7857 | 276.7857 | 267.8571 | 276.7857 | 267.8571 | 276.7857 | 1316.1043 | 1188.7394 | 1316.1043 | 1273.6493 | 1316.1043 | 1273.6493 | 1316.1043 | 1316.1043 | 1273.6493 | 1316.1043 | 1273.6493 | 1316.1043 | 3258.9286 | 15496.0669 | 3.3618
5808 | Ventilation | Exhaust Fan |  | Uniform | 7.5 | [5 empty] | 7.5 | 0.75 | 0.8825 | 0.7645 | 4.755 |  | 1 | Floor Fans | 8.928571428571430 | 276.7857 | 250 | 276.7857 | 267.8571 | 276.7857 | 267.8571 | 276.7857 | 276.7857 | 267.8571 | 276.7857 | 267.8571 | 276.7857 | 1316.1043 | 1188.7394 | 1316.1043 | 1273.6493 | 1316.1043 | 1273.6493 | 1316.1043 | 1316.1043 | 1273.6493 | 1316.1043 | 1273.6493 | 1316.1043 | 3258.9286 | 15496.0669 | 3.3381
5809 | Ventilation | Supply Fan | AHU-7 | Uniform | 7.5 | [5 empty] | 7.5 | 0.75 | 0.8825 | 0.7645 | 4.755 | 0.9 | 1 | AHU-7 | 8.928571428571430 | 276.7857 | 250 | 276.7857 | 267.8571 | 276.7857 | 267.8571 | 276.7857 | 276.7857 | 267.8571 | 276.7857 | 267.8571 | 276.7857 | 770.6942 | 669.498 | 711.6502 | 773.423 | 820.3777 | 871.8215 | 1045.3764 | 938.4297 | 887.6399 | 801.1162 | 672.2627 | 769.9227 | 3258.9286 | 9732.2122 | 1.473
5810 | Ventilation | Exhaust Fan |  | Uniform | 7.5 | [5 empty] | 7.5 | 0.75 | 0.8825 | 0.7645 | 4.755 |  | 1 | Floor Fans | 8.928571428571430 | 276.7857 | 250 | 276.7857 | 267.8571 | 276.7857 | 267.8571 | 276.7857 | 276.7857 | 267.8571 | 276.7857 | 267.8571 | 276.7857 | 1316.1043 | 1188.7394 | 1316.1043 | 1273.6493 | 1316.1043 | 1273.6493 | 1316.1043 | 1316.1043 | 1273.6493 | 1316.1043 | 1273.6493 | 1316.1043 | 3258.9286 | 15496.0669 | 3.3618
5811 | Ventilation | Supply Fan | F-6 | Uniform | 7.5 | [5 empty] | 7.5 | 0.75 | 0.8825 | 0.7645 | 4.755 |  | 1 | AH-1 | 9.028571428571430 | 279.8857 | 252.8 | 279.8857 | 270.8571 | 279.8857 | 270.8571 | 279.8857 | 279.8857 | 270.8571 | 279.8857 | 270.8571 | 279.8857 | 1330.8447 | 1202.0533 | 1330.8447 | 1287.9142 | 1330.8447 | 1287.9142 | 1330.8447 | 1330.8447 | 1287.9142 | 1330.8447 | 1287.9142 | 1330.8447 | 3295.4286 | 15669.6228 | 1.93
5812 | Ventilation | Supply Fan | F-7 | Uniform | 7.5 | [5 empty] | 7.5 | 0.75 | 0.8825 | 0.7645 | 4.755 |  | 1 | AH-1 | 9.028571428571430 | 279.8857 | 252.8 | 279.8857 | 270.8571 | 279.8857 | 270.8571 | 279.8857 | 279.8857 | 270.8571 | 279.8857 | 270.8571 | 279.8857 | 1330.8447 | 1202.0533 | 1330.8447 | 1287.9142 | 1330.8447 | 1287.9142 | 1330.8447 | 1330.8447 | 1287.9142 | 1330.8447 | 1287.9142 | 1330.8447 | 3295.4286 | 15669.6228 | 1.93
5813 | Ventilation | Exhaust Fan | F-13 | Uniform | 7.5 | [5 empty] | 7.5 | 0.75 | 0.8825 | 0.7645 | 4.755 |  | 1 | AH-1 | 9.028571428571430 | 279.8857 | 252.8 | 279.8857 | 270.8571 | 279.8857 | 270.8571 | 279.8857 | 279.8857 | 270.8571 | 279.8857 | 270.8571 | 279.8857 | 1330.8447 | 1202.0533 | 1330.8447 | 1287.9142 | 1330.8447 | 1287.9142 | 1330.8447 | 1330.8447 | 1287.9142 | 1330.8447 | 1287.9142 | 1330.8447 | 3295.4286 | 15669.6228 | 1.93
5814 | Ventilation | Return Fan | AHU-1 | Uniform | 7.5 | [5 empty] | 7.5 | 0.75 | 0.8825 | 0.7645 | 4.755 | 0.7 | 1 | Occupied | 11.857142857142900 | 367.5714 | 332 | 367.5714 | 355.7143 | 367.5714 | 355.7143 | 367.5714 | 367.5714 | 355.7143 | 367.5714 | 355.7143 | 367.5714 | 856.4154 | 773.5365 | 856.4154 | 828.7891 | 856.4154 | 828.7891 | 856.4154 | 856.4154 | 828.7891 | 856.4154 | 828.7891 | 856.4154 | 4327.8571 | 10083.6006 | 17.9647
5815 | Ventilation | Return Fan | AHU-1 | Uniform | 7.5 | [5 empty] | 7.5 | 0.75 | 0.8825 | 0.7645 | 4.755 | 0.7 | 1 | Occupied | 11.857142857142900 | 367.5714 | 332 | 367.5714 | 355.7143 | 367.5714 | 355.7143 | 367.5714 | 367.5714 | 355.7143 | 367.5714 | 355.7143 | 367.5714 | 856.4154 | 773.5365 | 856.4154 | 828.7891 | 856.4154 | 828.7891 | 856.4154 | 856.4154 | 828.7891 | 856.4154 | 828.7891 | 856.4154 | 4327.8571 | 10083.6006 | 17.9647
5816 | Ventilation | Supply Fan | AHU-8 | VSD 85 | 7.5 | [5 empty] | 7.5 | 0.75 | 0.8825 | 0.7645 | 4.755 |  | 1 | F | 8.142857142857140 | 182.3796 | 164.73 | 204.4671 | 220.4679 | 227.8168 | 244.2857 | 252.4286 | 252.4286 | 244.2857 | 227.8168 | 197.8714 | 182.3796 | 867.2075 | 783.2842 | 972.2326 | 1048.3153 | 1083.2591 | 1161.5682 | 1200.2871 | 1200.2871 | 1161.5682 | 1083.2591 | 940.8702 | 867.2075 | 2601.3579 | 12369.3461 | 0.86441
5817 | Ventilation | Supply Fan | AHU-15 | VSD 65 | 7.5 | [5 empty] | 7.5 | 0.75 | 0.8825 | 0.7645 | 4.755 |  | 1 | A | 8.214285714285710 | 107.5866 | 112.7 | 162.9714 | 178.0446 | 229.8152 | 246.4286 | 254.6429 | 254.6429 | 222.4018 | 162.9714 | 120.75 | 107.5866 | 511.5697 | 535.8837 | 774.9222 | 846.5947 | 1092.7614 | 1171.7574 | 1210.816 | 1210.816 | 1057.511 | 774.9222 | 574.1611 | 511.5697 | 2160.542 | 10273.2852 | 0.71793
5818 | Ventilation | AHU-206 EF 206 | EAX-206 | Uniform | 7.5 | [5 empty] | 7.5 | 0.75 | 0.8825 | 0.7645 | 4.755 |  | 1 | AHU-206/B04 | 21.69795918367350 | 672.6367 | 607.5429 | 672.6367 | 650.9388 | 672.6367 | 650.9388 | 672.6367 | 672.6367 | 650.9388 | 672.6367 | 650.9388 | 672.6367 | 3198.3591 | 2888.8405 | 3198.3591 | 3095.1862 | 3198.3591 | 3095.1862 | 3198.3591 | 3198.3591 | 3095.1862 | 3198.3591 | 3095.1862 | 3198.3591 | 7919.7551 | 37658.099 | 0.75364
5819 | AC system | Cooling Tower | CT-1 | CT Stg2 | 7.5 | [5 empty] | 7.5 | 0.75 | 0.8825 | 0.7645 | 4.755 |  | 1 | N | 18.428571428571400 | 0 | 0 | 0 | 0 | 0 | 55.2857 | 171.3857 | 171.3857 | 165.8571 | 0 | 0 | 0 | 0 | 0 | 0 | 0 | 0 | 262.8812 | 814.9318 | 814.9318 | 788.6437 | 0 | 0 | 0 | 563.9143 | 2681.3885 | 0.18738
5820 | AC system | Cooling Tower |  | Cooling 2 | 7.5 | [5 empty] | 7.5 | 0.75 | 0.8825 | 0.7645 | 4.755 |  | 1 | Floor Fans | 8.928571428571430 | 69.1964 | 62.5 | 135.625 | 171.4286 | 224.1964 | 267.8571 | 276.7857 | 276.7857 | 216.9643 | 135.625 | 96.4286 | 69.1964 | 329.0261 | 297.1848 | 644.8911 | 815.1356 | 1066.0445 | 1273.6493 | 1316.1043 | 1316.1043 | 1031.656 | 644.8911 | 458.5138 | 329.0261 | 2002.5893 | 9522.227 | 2.0513
5821 | AC system | Cooling Tower |  | Cooling 2 | 7.5 | [5 empty] | 7.5 | 0.75 | 0.8825 | 0.7645 | 4.755 |  | 1 | Floor Fans | 8.928571428571430 | 69.1964 | 62.5 | 135.625 | 171.4286 | 224.1964 | 267.8571 | 276.7857 | 276.7857 | 216.9643 | 135.625 | 96.4286 | 69.1964 | 329.0261 | 297.1848 | 644.8911 | 815.1356 | 1066.0445 | 1273.6493 | 1316.1043 | 1316.1043 | 1031.656 | 644.8911 | 458.5138 | 329.0261 | 2002.5893 | 9522.227 | 2.0658
5822 | AC system | Cooling Tower |  | Cooling 2 | 7.5 | [5 empty] | 7.5 | 0.75 | 0.8825 | 0.7645 | 4.755 |  | 1 | Floor Fans | 8.928571428571430 | 69.1964 | 62.5 | 135.625 | 171.4286 | 224.1964 | 267.8571 | 276.7857 | 276.7857 | 216.9643 | 135.625 | 96.4286 | 69.1964 | 329.0261 | 297.1848 | 644.8911 | 815.1356 | 1066.0445 | 1273.6493 | 1316.1043 | 1316.1043 | 1031.656 | 644.8911 | 458.5138 | 329.0261 | 2002.5893 | 9522.227 | 2.0513
5823 | AC system | Cooling Tower |  | Cooling 2 | 7.5 | [5 empty] | 7.5 | 0.75 | 0.8825 | 0.7645 | 4.755 |  | 1 | Floor Fans | 8.928571428571430 | 69.1964 | 62.5 | 135.625 | 171.4286 | 224.1964 | 267.8571 | 276.7857 | 276.7857 | 216.9643 | 135.625 | 96.4286 | 69.1964 | 329.0261 | 297.1848 | 644.8911 | 815.1356 | 1066.0445 | 1273.6493 | 1316.1043 | 1316.1043 | 1031.656 | 644.8911 | 458.5138 | 329.0261 | 2002.5893 | 9522.227 | 2.0658
5824 | Pump | DCW Booster Pump | P-1 | Uniform | 7.5 | [5 empty] | 7.5 | 0.75 | 0.8825 | 0.7645 | 4.755 |  | 0.5 | Floor Fans | 8.928571428571430 | 138.3929 | 125 | 138.3929 | 133.9286 | 138.3929 | 133.9286 | 138.3929 | 138.3929 | 133.9286 | 138.3929 | 133.9286 | 138.3929 | 658.0522 | 594.3697 | 658.0522 | 636.8247 | 658.0522 | 636.8247 | 658.0522 | 658.0522 | 636.8247 | 658.0522 | 636.8247 | 658.0522 | 1629.4643 | 7748.0334 | 1.6691
5825 | Pump | DCW Booster Pump | P-2 | Uniform | 7.5 | [5 empty] | 7.5 | 0.75 | 0.8825 | 0.7645 | 4.755 |  | 0.5 | Floor Fans | 8.928571428571430 | 138.3929 | 125 | 138.3929 | 133.9286 | 138.3929 | 133.9286 | 138.3929 | 138.3929 | 133.9286 | 138.3929 | 133.9286 | 138.3929 | 658.0522 | 594.3697 | 658.0522 | 636.8247 | 658.0522 | 636.8247 | 658.0522 | 658.0522 | 636.8247 | 658.0522 | 636.8247 | 658.0522 | 1629.4643 | 7748.0334 | 1.6691
5826 | Pump | DCW Booster Pump | P-1 | Uniform | 7.5 | [5 empty] | 7.5 | 0.75 | 0.8825 | 0.7645 | 4.755 |  | 0.5 | Floor Fans | 8.928571428571430 | 138.3929 | 125 | 138.3929 | 133.9286 | 138.3929 | 133.9286 | 138.3929 | 138.3929 | 133.9286 | 138.3929 | 133.9286 | 138.3929 | 658.0522 | 594.3697 | 658.0522 | 636.8247 | 658.0522 | 636.8247 | 658.0522 | 658.0522 | 636.8247 | 658.0522 | 636.8247 | 658.0522 | 1629.4643 | 7748.0334 | 1.6809
5827 | Pump | DCW Booster Pump | P-2 | Uniform | 7.5 | [5 empty] | 7.5 | 0.75 | 0.8825 | 0.7645 | 4.755 |  | 0.5 | Floor Fans | 8.928571428571430 | 138.3929 | 125 | 138.3929 | 133.9286 | 138.3929 | 133.9286 | 138.3929 | 138.3929 | 133.9286 | 138.3929 | 133.9286 | 138.3929 | 658.0522 | 594.3697 | 658.0522 | 636.8247 | 658.0522 | 636.8247 | 658.0522 | 658.0522 | 636.8247 | 658.0522 | 636.8247 | 658.0522 | 1629.4643 | 7748.0334 | 1.6809
5828 | Pump | DCW Booster Pump | P-1 | Uniform | 7.5 | [5 empty] | 7.5 | 0.75 | 0.8825 | 0.7645 | 4.755 |  | 0.5 | Floor Fans | 8.928571428571430 | 138.3929 | 125 | 138.3929 | 133.9286 | 138.3929 | 133.9286 | 138.3929 | 138.3929 | 133.9286 | 138.3929 | 133.9286 | 138.3929 | 658.0522 | 594.3697 | 658.0522 | 636.8247 | 658.0522 | 636.8247 | 658.0522 | 658.0522 | 636.8247 | 658.0522 | 636.8247 | 658.0522 | 1629.4643 | 7748.0334 | 1.6691
5829 | Pump | DCW Booster Pump | P-2 | Uniform | 7.5 | [5 empty] | 7.5 | 0.75 | 0.8825 | 0.7645 | 4.755 |  | 0.5 | Floor Fans | 8.928571428571430 | 138.3929 | 125 | 138.3929 | 133.9286 | 138.3929 | 133.9286 | 138.3929 | 138.3929 | 133.9286 | 138.3929 | 133.9286 | 138.3929 | 658.0522 | 594.3697 | 658.0522 | 636.8247 | 658.0522 | 636.8247 | 658.0522 | 658.0522 | 636.8247 | 658.0522 | 636.8247 | 658.0522 | 1629.4643 | 7748.0334 | 1.6691
5830 | Pump | DCW Booster Pump | P-1 | Uniform | 7.5 | [5 empty] | 7.5 | 0.75 | 0.8825 | 0.7645 | 4.755 |  | 0.5 | Floor Fans | 8.928571428571430 | 138.3929 | 125 | 138.3929 | 133.9286 | 138.3929 | 133.9286 | 138.3929 | 138.3929 | 133.9286 | 138.3929 | 133.9286 | 138.3929 | 658.0522 | 594.3697 | 658.0522 | 636.8247 | 658.0522 | 636.8247 | 658.0522 | 658.0522 | 636.8247 | 658.0522 | 636.8247 | 658.0522 | 1629.4643 | 7748.0334 | 1.6809
5831 | Pump | DCW Booster Pump | P-2 | Uniform | 7.5 | [5 empty] | 7.5 | 0.75 | 0.8825 | 0.7645 | 4.755 |  | 0.5 | Floor Fans | 8.928571428571430 | 138.3929 | 125 | 138.3929 | 133.9286 | 138.3929 | 133.9286 | 138.3929 | 138.3929 | 133.9286 | 138.3929 | 133.9286 | 138.3929 | 658.0522 | 594.3697 | 658.0522 | 636.8247 | 658.0522 | 636.8247 | 658.0522 | 658.0522 | 636.8247 | 658.0522 | 636.8247 | 658.0522 | 1629.4643 | 7748.0334 | 1.6809
5832 | Ventilation | Return Fan | AHU-3 | Uniform | 7.5 | [5 empty] | 7.5 | 0.75 | 0.8825 | 0.7645 | 4.755 |  | 1 | AHU-3 | 14.857142857142900 | 460.5714 | 416 | 460.5714 | 445.7143 | 460.5714 | 401.1429 | 414.5143 | 460.5714 | 445.7143 | 460.5714 | 445.7143 | 460.5714 | 2189.9976 | 1978.0623 | 2189.9976 | 2119.3525 | 2189.9976 | 1907.4172 | 1970.9978 | 2189.9976 | 2119.3525 | 2189.9976 | 2119.3525 | 2189.9976 | 5332.2286 | 25354.5203 | 2.8427
5833 | Ventilation | Supply Fan | AHU-12 | VSD 85 | 7.5 | [5 empty] | 7.5 | 0.75 | 0.8825 | 0.7645 | 4.755 |  | 1 | A | 8.214285714285710 | 183.9795 | 166.175 | 206.2607 | 222.4018 | 229.8152 | 246.4286 | 254.6429 | 254.6429 | 246.4286 | 229.8152 | 199.6071 | 183.9795 | 874.8145 | 790.1551 | 980.7609 | 1057.511 | 1092.7614 | 1171.7574 | 1210.816 | 1210.816 | 1171.7574 | 1092.7614 | 949.1235 | 874.8145 | 2624.1768 | 12477.8491 | 0.87199
5834 | Ventilation | Supply Fan | AHU-13 | VSD 85 | 7.5 | [5 empty] | 7.5 | 0.75 | 0.8825 | 0.7645 | 4.755 |  | 1 | A | 8.214285714285710 | 183.9795 | 166.175 | 206.2607 | 222.4018 | 229.8152 | 246.4286 | 254.6429 | 254.6429 | 246.4286 | 229.8152 | 199.6071 | 183.9795 | 874.8145 | 790.1551 | 980.7609 | 1057.511 | 1092.7614 | 1171.7574 | 1210.816 | 1210.816 | 1171.7574 | 1092.7614 | 949.1235 | 874.8145 | 2624.1768 | 12477.8491 | 0.87199
5835 | Ventilation | Return Fan | RF-1 | Uniform | 7.5 | [5 empty] | 7.5 | 0.75 | 0.8825 | 0.7645 | 4.755 | 0.93 | 1 | AHU-01A, 01B | 14.142857142857100 | 438.4286 | 396 | 438.4286 | 424.2857 | 438.4286 | 424.2857 | 438.4286 | 438.4286 | 424.2857 | 438.4286 | 424.2857 | 438.4286 | 1803.065 | 1628.5748 | 1803.065 | 1744.9016 | 1803.065 | 1744.9016 | 1803.065 | 1803.065 | 1744.9016 | 1803.065 | 1744.9016 | 1803.065 | 5162.1429 | 21229.6364 | 1.0903
5836 | Ventilation | Return Fan | RF-2 | Uniform | 7.5 | [5 empty] | 7.5 | 0.75 | 0.8825 | 0.7645 | 4.755 | 0.93 | 1 | AHU-01A, 01B | 14.142857142857100 | 438.4286 | 396 | 438.4286 | 424.2857 | 438.4286 | 424.2857 | 438.4286 | 438.4286 | 424.2857 | 438.4286 | 424.2857 | 438.4286 | 1803.065 | 1628.5748 | 1803.065 | 1744.9016 | 1803.065 | 1744.9016 | 1803.065 | 1803.065 | 1744.9016 | 1803.065 | 1744.9016 | 1803.065 | 5162.1429 | 21229.6364 | 1.0903
5837 | Ventilation | AHU Supply Fan | SF 4 | Uniform | 7.5 | [5 empty] | 7.5 | 0.75 | 0.8825 | 0.7645 | 4.755 | 0.75 | 1 | AHU-4 | 9.571428571428570 | 296.7143 | 268 | 296.7143 | 287.1429 | 296.7143 | 287.1429 | 296.7143 | 296.7143 | 287.1429 | 296.7143 | 287.1429 | 296.7143 | 793.6109 | 716.8098 | 793.6109 | 768.0105 | 793.6109 | 768.0105 | 793.6109 | 793.6109 | 768.0105 | 793.6109 | 768.0105 | 793.6109 | 3493.5714 | 9344.1283 | 2.7088
5838 | Ventilation | Supply Fan | AC0008-VTC | Uniform | 7.5 | [5 empty] | 7.5 | 0.75 | 0.8825 | 0.7645 | 4.755 |  | 1 | AC-008 | 12.142857142857100 | 376.4286 | 340 | 376.4286 | 364.2857 | 376.4286 | 364.2857 | 376.4286 | 376.4286 | 364.2857 | 376.4286 | 364.2857 | 376.4286 | 1802.1289 | 1616.6856 | 1773.5992 | 1740.3144 | 1787.864 | 1726.0496 | 1802.1289 | 1773.5992 | 1740.3144 | 1802.1289 | 1711.7847 | 1802.1289 | 4432.1429 | 21078.7266 | 1.1796
5839 | Ventilation | Supply Fan | AHU-5 | Uniform | 7.5 | [5 empty] | 7.5 | 0.75 | 0.8825 | 0.7645 | 4.755 | 0.9 | 1 | AHU-5,8,9,25 | 8.571428571428570 | 265.7143 | 240 | 265.7143 | 257.1429 | 265.7143 | 257.1429 | 265.7143 | 265.7143 | 257.1429 | 265.7143 | 257.1429 | 265.7143 | 840.6872 | 730.3615 | 775.5569 | 840.9269 | 889.1033 | 943.0303 | 1127.2849 | 1012.7506 | 959.171 | 871.8826 | 733.1261 | 839.9157 | 3128.5714 | 10563.797 | 1.5989
5840 | Ventilation | Supply Fan | AHU-8 | Uniform | 7.5 | [5 empty] | 7.5 | 0.75 | 0.8825 | 0.7645 | 4.755 | 0.9 | 1 | AHU-5,8,9,25 | 8.571428571428570 | 265.7143 | 240 | 265.7143 | 257.1429 | 265.7143 | 257.1429 | 265.7143 | 265.7143 | 257.1429 | 265.7143 | 257.1429 | 265.7143 | 825.4713 | 718.1888 | 762.9339 | 828.7542 | 871.7341 | 927.9785 | 1110.2341 | 992.4916 | 944.4617 | 856.6667 | 720.9535 | 827.743 | 3128.5714 | 10387.6113 | 1.5722
5841 | Ventilation | Supply Fan | F-8 | Uniform | 7.5 | [5 empty] | 7.5 | 0.75 | 0.8825 | 0.7645 | 4.755 | 0.45 | 1 | AHU (12h) | 8.571428571428570 | 265.7143 | 240 | 265.7143 | 257.1429 | 265.7143 | 257.1429 | 265.7143 | 265.7143 | 257.1429 | 265.7143 | 257.1429 | 265.7143 | 280.3572 | 250.0657 | 267.7177 | 288.2213 | 301.1078 | 296.7677 | 326.9741 | 298.7759 | 307.1167 | 306.1555 | 251.0702 | 281.0263 | 3128.5714 | 3455.356 | 0.73541
5842 | Ventilation | Supply Fan | F-9 | Uniform | 7.5 | [5 empty] | 7.5 | 0.75 | 0.8825 | 0.7645 | 4.755 | 0.35 | 1 | AHU (12h) | 8.571428571428570 | 265.7143 | 240 | 265.7143 | 257.1429 | 265.7143 | 257.1429 | 265.7143 | 265.7143 | 257.1429 | 265.7143 | 257.1429 | 265.7143 | 129.076 | 114.79 | 122.703 | 131.565 | 136.4999 | 133.7668 | 147.1559 | 134.4342 | 138.814 | 139.2169 | 115.0799 | 129.2413 | 3128.5714 | 1572.3429 | 0.33465
5843 | Ventilation | Supply Fan | F-10 | Uniform | 7.5 | [5 empty] | 7.5 | 1 | 0.8825 | 0.7645 | 6.3399 | 0.5 | 1 | AHU (12h) | 8.571428571428570 | 265.7143 | 240 | 265.7143 | 257.1429 | 265.7143 | 257.1429 | 265.7143 | 265.7143 | 257.1429 | 265.7143 | 257.1429 | 265.7143 | 542.2068 | 475.7045 | 502.9697 | 532.1079 | 540.5509 | 521.9096 | 572.7641 | 523.1047 | 544.2962 | 559.1801 | 476.3476 | 542.6523 | 3128.5714 | 6333.7944 | 1.348
5844 | Ventilation | Supply Fan | AC0003-VTC | Uniform | 7.5 | [5 empty] | 7.5 | 0.75 | 0.8825 | 0.7645 | 4.755 |  | 1 | 12h M-F | 8.571428571428570 | 265.7143 | 240 | 265.7143 | 257.1429 | 265.7143 | 257.1429 | 265.7143 | 265.7143 | 257.1429 | 265.7143 | 257.1429 | 265.7143 | 643.0605 | 559.183 | 588.4519 | 642.26 | 654.997 | 728.2713 | 941.8541 | 838.5187 | 738.4394 | 650.1434 | 559.183 | 643.0605 | 3128.5714 | 8187.4226 | 0.45819
5845 | Ventilation | AHU Return Fan | RF-6 | Uniform | 7.5 | [5 empty] | 7.5 | 0.75 | 0.8825 | 0.7645 | 4.755 |  | 1 | AHU-5/6 | 9.071428571428570 | 281.2143 | 254 | 281.2143 | 272.1429 | 281.2143 | 272.1429 | 281.2143 | 281.2143 | 272.1429 | 281.2143 | 272.1429 | 281.2143 | 1337.162 | 1207.7592 | 1337.162 | 1294.0277 | 1337.162 | 1294.0277 | 1337.162 | 1337.162 | 1294.0277 | 1337.162 | 1294.0277 | 1337.162 | 3311.0714 | 15744.0039 | 4.5641
5846 | Pump | Pump | P-5 | Heating 1 | 7.5 | [5 empty] | 7.5 | 0.75 | 0.8825 | 0.7645 | 4.755 |  | 1 | Occupied | 18.357142857142900 | 569.0714 | 514 | 426.8036 | 275.3571 | 227.6286 | 110.1429 | 14.2268 | 14.2268 | 13.7679 | 113.8143 | 220.2857 | 398.35 | 2705.9105 | 2444.0482 | 2029.4328 | 1309.3115 | 1082.3642 | 523.7246 | 67.6478 | 67.6478 | 65.4656 | 541.1821 | 1047.4492 | 1894.1373 | 2897.675 | 13778.3215 | 1.2242
5847 | Pump | Pump | P-17 | Heating 1 | 7.5 | [5 empty] | 7.5 | 0.75 | 0.8825 | 0.7645 | 4.755 |  | 1 | Occupied | 18.357142857142900 | 569.0714 | 514 | 426.8036 | 275.3571 | 227.6286 | 110.1429 | 14.2268 | 14.2268 | 13.7679 | 113.8143 | 220.2857 | 398.35 | 2705.9105 | 2444.0482 | 2029.4328 | 1309.3115 | 1082.3642 | 523.7246 | 67.6478 | 67.6478 | 65.4656 | 541.1821 | 1047.4492 | 1894.1373 | 2897.675 | 13778.3215 | 1.2242
5848 | Pump | CHW Pump | PM02 | Cooling 1 | 7.5 | [5 empty] | 7.5 | 0.75 | 0.8825 | 0.7645 | 4.755 |  | 1 | All Day | 24.0 | 0 | 0 | 0 | 144 | 446.4 | 576 | 744 | 744 | 504 | 74.4 | 0 | 0 | 0 | 0 | 0 | 684.7139 | 2122.613 | 2738.8555 | 3537.6884 | 3537.6884 | 2396.4986 | 353.7688 | 0 | 0 | 3232.8 | 15371.8266 | 0.30763
5849 | Pump | CHW Pump | PM03 | Cooling 1 | 7.5 | [5 empty] | 7.5 | 0.75 | 0.8825 | 0.7645 | 4.755 |  | 1 | All Day | 24.0 | 0 | 0 | 0 | 144 | 446.4 | 576 | 744 | 744 | 504 | 74.4 | 0 | 0 | 0 | 0 | 0 | 684.7139 | 2122.613 | 2738.8555 | 3537.6884 | 3537.6884 | 2396.4986 | 353.7688 | 0 | 0 | 3232.8 | 15371.8266 | 0.30763
5850 | Pump | CHW Pump | PM04 | Cooling 1 | 7.5 | [5 empty] | 7.5 | 0.75 | 0.8825 | 0.7645 | 4.755 |  | 1 | All Day | 24.0 | 0 | 0 | 0 | 144 | 446.4 | 576 | 744 | 744 | 504 | 74.4 | 0 | 0 | 0 | 0 | 0 | 684.7139 | 2122.613 | 2738.8555 | 3537.6884 | 3537.6884 | 2396.4986 | 353.7688 | 0 | 0 | 3232.8 | 15371.8266 | 0.30763
5851 | Pump | Heating Supply Pump | P-HX2A | Heating 2 | 7.5 | [5 empty] | 7.5 | 0.75 | 0.8825 | 0.7645 | 4.755 | 0.52 | 0.5 | All Day | 24.0 | 372 | 285.6 | 241.8 | 144 | 93 | 0 | 0 | 0 | 0 | 186 | 252 | 372 | 478.2955 | 367.2075 | 310.8921 | 185.1466 | 119.5739 | 0 | 0 | 0 | 0 | 239.1477 | 324.0066 | 478.2955 | 1946.4 | 2502.5653 | 0.05856
5852 | Pump | Heating Supply Pump | P-HX2B | Heating 2 | 7.5 | [5 empty] | 7.5 | 0.75 | 0.8825 | 0.7645 | 4.755 | 0.52 | 0.5 | All Day | 24.0 | 372 | 285.6 | 241.8 | 144 | 93 | 0 | 0 | 0 | 0 | 186 | 252 | 372 | 478.2955 | 367.2075 | 310.8921 | 185.1466 | 119.5739 | 0 | 0 | 0 | 0 | 239.1477 | 324.0066 | 478.2955 | 1946.4 | 2502.5653 | 0.05856
5853 | Pump | Heating Water Pump | P-4 | Heating 1 | 7.5 | [5 empty] | 7.5 | 0.75 | 0.8825 | 0.7645 | 4.755 | 0.75 | 0.5 | All Day | 24.0 | 372 | 336 | 260.4 | 216 | 130.2 | 72 | 37.2 | 0 | 18 | 55.8 | 144 | 241.8 | 994.9749 | 898.687 | 696.4824 | 577.7273 | 348.2412 | 192.5758 | 99.4975 | 0 | 48.1439 | 149.2462 | 385.1516 | 646.7337 | 1883.4 | 5037.4614 | 0.90629
5854 | Pump | Heating Water Pump | P-5 | Heating 1 | 7.5 | [5 empty] | 7.5 | 0.75 | 0.8825 | 0.7645 | 4.755 | 0.75 | 0.5 | All Day | 24.0 | 372 | 336 | 260.4 | 216 | 130.2 | 72 | 37.2 | 0 | 18 | 55.8 | 144 | 241.8 | 994.9749 | 898.687 | 696.4824 | 577.7273 | 348.2412 | 192.5758 | 99.4975 | 0 | 48.1439 | 149.2462 | 385.1516 | 646.7337 | 1883.4 | 5037.4614 | 0.90629
5855 | Ventilation | Fan Coil Unit | FC-26 | FC | 7.5 | [5 empty] | 7.5 | 0.75 | 0.8825 | 0.7645 | 4.755 |  | 1 |  | 24.0 | 409.2 | 369.6 | 409.2 | 396 | 334.8 | 324 | 148.8 | 297.6 | 396 | 409.2 | 396 | 409.2 | 1945.7286 | 1757.4323 | 1945.7286 | 1882.9632 | 1591.9598 | 1540.6062 | 707.5377 | 1415.0754 | 1882.9632 | 1945.7286 | 1882.9632 | 1945.7286 | 4299.6 | 20444.4153 | 1.4263
5856 | Pump | Pump | P-1 | Heating 1 | 7.5 | [5 empty] | 7.5 | 0.75 | 0.8825 | 0.7645 | 4.755 |  | 1 | All Day | 24.0 | 744 | 672 | 446.4 | 360 | 297.6 | 144 | 18.6 | 18.6 | 18 | 148.8 | 432 | 520.8 | 3537.6884 | 3195.3314 | 2122.613 | 1711.7847 | 1415.0754 | 684.7139 | 88.4422 | 88.4422 | 85.5892 | 707.5377 | 2054.1416 | 2476.3819 | 3820.8 | 18167.7416 | 3.1051
5857 | Ventilation | Return Fan | AHU-6 | Uniform | 7.5 | [5 empty] | 7.5 | 0.75 | 0.8825 | 0.7645 | 4.755 |  | 1 | AHU-6 | 13.428571428571400 | 416.2857 | 376 | 416.2857 | 402.8571 | 416.2857 | 362.5714 | 374.6571 | 416.2857 | 402.8571 | 416.2857 | 402.8571 | 416.2857 | 1979.4209 | 1787.864 | 1979.4209 | 1915.5686 | 1979.4209 | 1724.0117 | 1781.4788 | 1979.4209 | 1915.5686 | 1979.4209 | 1915.5686 | 1979.4209 | 4819.5143 | 22916.5856 | 2.5693
5858 | AC system | Cooling Tower | CT-1 | CT Stg1 | 7.5 | [5 empty] | 7.5 | 0.75 | 0.8825 | 0.7645 | 4.755 |  | 1 | N | 18.428571428571400 | 57.1286 | 51.6 | 114.2571 | 199.0286 | 205.6629 | 552.8571 | 571.2857 | 571.2857 | 552.8571 | 205.6629 | 55.2857 | 57.1286 | 271.6439 | 245.3558 | 543.2879 | 946.3724 | 977.9181 | 2628.8122 | 2716.4393 | 2716.4393 | 2628.8122 | 977.9181 | 262.8812 | 271.6439 | 3194.04 | 15187.5245 | 1.0614
5859 | Ventilation | Supply Fan | AHU-1 | Uniform | 7.5 | [5 empty] | 7.5 | 0.75 | 0.8825 | 0.7645 | 4.755 |  | 1 | Occupied | 11.428571428571400 | 354.2857 | 320 | 354.2857 | 342.8571 | 354.2857 | 342.8571 | 354.2857 | 354.2857 | 342.8571 | 354.2857 | 342.8571 | 354.2857 | 1684.6135 | 1521.5864 | 1684.6135 | 1630.2711 | 1684.6135 | 1630.2711 | 1684.6135 | 1684.6135 | 1630.2711 | 1684.6135 | 1630.2711 | 1684.6135 | 4171.4286 | 19834.9656 | 27.3859
5860 | Ventilation | AHU-402 RF 402 | RAX-402 | Uniform | 7.5 | [5 empty] | 7.5 | 0.75 | 0.8825 | 0.7645 | 4.755 |  | 1 | AHU-402 | 16.428571428571400 | 509.2857 | 460 | 509.2857 | 492.8571 | 509.2857 | 492.8571 | 509.2857 | 509.2857 | 492.8571 | 509.2857 | 492.8571 | 509.2857 | 2421.6319 | 2187.2805 | 2421.6319 | 2343.5148 | 2421.6319 | 2343.5148 | 2421.6319 | 2421.6319 | 2343.5148 | 2421.6319 | 2343.5148 | 2421.6319 | 5996.4286 | 28512.7631 | 0.57062
5861 | Ventilation | Supply Fan | AHU-1 | Uniform | 7.5 | [5 empty] | 7.5 | 0.75 | 0.8825 | 0.7645 | 4.755 |  | 1 | RTUs, AH-1 and HPs | 16.928571428571400 | 524.7857 | 474 | 524.7857 | 507.8571 | 524.7857 | 507.8571 | 524.7857 | 524.7857 | 507.8571 | 524.7857 | 507.8571 | 524.7857 | 2495.3338 | 2253.8499 | 2495.3338 | 2414.8391 | 2495.3338 | 2414.8391 | 2495.3338 | 2495.3338 | 2414.8391 | 2495.3338 | 2414.8391 | 2495.3338 | 6178.9286 | 29380.5428 | 21.8313
5862 | Pump | ReCool pump | P4 | Cooling 1 | 7.5 | [5 empty] | 7.5 | 0.75 | 0.8825 | 0.7645 | 4.755 |  | 1 | All Day | 24.0 | 0 | 0 | 0 | 288 | 446.4 | 590.4249 | 744 | 722.177 | 590.9461 | 297.6 | 72 | 0 | 0 | 0 | 0 | 1369.4278 | 2122.613 | 2807.4454 | 3537.6884 | 3433.9211 | 2809.9234 | 1415.0754 | 342.3569 | 0 | 3751.548 | 17838.4514 | 1.7333
5863 | Ventilation | Supply Fan | AHU-16 | Uniform | 7.5 | [5 empty] | 7.5 | 0.75 | 0.8825 | 0.7645 | 4.755 | 1 | 1 | A | 8.214285714285710 | 254.6429 | 230 | 254.6429 | 246.4286 | 254.6429 | 246.4286 | 254.6429 | 254.6429 | 246.4286 | 254.6429 | 246.4286 | 254.6429 | 1210.816 | 1093.6402 | 1210.816 | 1171.7574 | 1210.816 | 1171.7574 | 1210.816 | 1210.816 | 1171.7574 | 1210.816 | 1171.7574 | 1210.816 | 2998.2143 | 14256.3815 | 0.99628
5864 | Ventilation | Supply Fan | MUA-4 | Uniform | 7.5 | [5 empty] | 7.5 | 0.75 | 0.8825 | 0.7645 | 4.755 |  | 1 | MUA-4 | 10.714285714285700 | 332.1429 | 300 | 332.1429 | 321.4286 | 332.1429 | 321.4286 | 332.1429 | 332.1429 | 321.4286 | 332.1429 | 321.4286 | 332.1429 | 1579.3252 | 1426.4873 | 1579.3252 | 1528.3792 | 1579.3252 | 1528.3792 | 1579.3252 | 1579.3252 | 1528.3792 | 1579.3252 | 1528.3792 | 1579.3252 | 3910.7143 | 18595.2803 | 1.8619
5865 | Ventilation | Supply Fan | AHU-7 | Uniform | 7.5 | [5 empty] | 7.5 | 0.75 | 0.8825 | 0.7645 | 4.755 | 1 | 1 | AHU-7 | 7.428571428571430 | 230.2857 | 208 | 230.2857 | 222.8571 | 230.2857 | 222.8571 | 230.2857 | 207.2571 | 222.8571 | 230.2857 | 222.8571 | 230.2857 | 1094.9988 | 989.0312 | 1094.9988 | 1059.6762 | 1094.9988 | 1059.6762 | 1094.9988 | 985.4989 | 1059.6762 | 1094.9988 | 1059.6762 | 1094.9988 | 2688.4 | 12783.2278 | 0.29913
5866 | Pump | Chilled Water Pump | P-9A | Uniform | 7.5 | [5 empty] | 7.5 | 0.75 | 0.8825 | 0.7645 | 4.755 | 0.8 | 0.5 | All Day | 24.0 | 372 | 336 | 372 | 360 | 372 | 360 | 372 | 334.8 | 360 | 372 | 360 | 372 | 1132.0603 | 1022.5061 | 1132.0603 | 1095.5422 | 1132.0603 | 1095.5422 | 1132.0603 | 1018.8543 | 1095.5422 | 1132.0603 | 1095.5422 | 1132.0603 | 4342.8 | 13215.8909 | 0.30925
5867 | Pump | Chilled Water Pump | P-9B | Uniform | 7.5 | [5 empty] | 7.5 | 0.75 | 0.8825 | 0.7645 | 4.755 | 0.8 | 0.5 | All Day | 24.0 | 372 | 336 | 372 | 360 | 372 | 360 | 372 | 334.8 | 360 | 372 | 360 | 372 | 1132.0603 | 1022.5061 | 1132.0603 | 1095.5422 | 1132.0603 | 1095.5422 | 1132.0603 | 1018.8543 | 1095.5422 | 1132.0603 | 1095.5422 | 1132.0603 | 4342.8 | 13215.8909 | 0.30925
5868 | Ventilation | Supply Fan | AH-6 | Uniform | 7.5 | [5 empty] | 7.5 | 0.75 | 0.8825 | 0.7645 | 4.755 | 0.82 | 1 | HA-AH-6, 14,15 | 24.0 | 744 | 672 | 744 | 720 | 744 | 720 | 744 | 744 | 720 | 744 | 720 | 669.6 | 2378.7417 | 2148.5409 | 2378.7417 | 2302.0081 | 2378.7417 | 2302.0081 | 2378.7417 | 2378.7417 | 2302.0081 | 2378.7417 | 2302.0081 | 2140.8675 | 8685.6 | 27769.8907 | 1.3313
5869 | Ventilation | Supply Fan | AH-14 | Uniform | 7.5 | [5 empty] | 7.5 | 0.75 | 0.8825 | 0.7645 | 4.755 |  | 1 | HA-AH-6, 14,15 | 24.0 | 744 | 672 | 744 | 720 | 744 | 720 | 744 | 744 | 720 | 744 | 720 | 669.6 | 3537.6884 | 3195.3314 | 3537.6884 | 3423.5694 | 3537.6884 | 3423.5694 | 3537.6884 | 3537.6884 | 3423.5694 | 3537.6884 | 3423.5694 | 3183.9195 | 8685.6 | 41299.6589 | 1.98
5870 | Ventilation | Supply Fan | AHU-2 | VSD 55 | 7.5 | [5 empty] | 7.5 | 0.75 | 0.8825 | 0.7645 | 4.755 |  | 1 | B | 8.571428571428570 | 80.3786 | 101.4 | 149.4643 | 185.7857 | 239.8071 | 257.1429 | 265.7143 | 265.7143 | 232.0714 | 130.2 | 92.5714 | 80.3786 | 382.1967 | 482.1527 | 710.6963 | 883.4032 | 1140.2728 | 1222.7034 | 1263.4601 | 1263.4601 | 1103.4898 | 619.0955 | 440.1732 | 382.1967 | 2080.6286 | 9893.3004 | 0.69138
5871 | Ventilation | Supply Fan | AHU-17 | VSD 55 | 7.5 | [5 empty] | 7.5 | 0.75 | 0.8825 | 0.7645 | 4.755 |  | 1 | B | 8.571428571428570 | 80.3786 | 101.4 | 149.4643 | 185.7857 | 239.8071 | 257.1429 | 265.7143 | 265.7143 | 232.0714 | 130.2 | 92.5714 | 80.3786 | 382.1967 | 482.1527 | 710.6963 | 883.4032 | 1140.2728 | 1222.7034 | 1263.4601 | 1263.4601 | 1103.4898 | 619.0955 | 440.1732 | 382.1967 | 2080.6286 | 9893.3004 | 0.69138
5872 | Pump | ReCool pump | P4 | Cooling 1 | 7.5 | [5 empty] | 7.5 | 0.75 | 0.8825 | 0.7645 | 4.755 |  | 0.5 | All Day | 24.0 | 59.1183 | 54.7182 | 93.2935 | 150.4802 | 303.1705 | 315.3138 | 372 | 368.1662 | 318.3783 | 227.4345 | 102.1221 | 95.4665 | 281.1049 | 260.1828 | 443.6065 | 715.5268 | 1441.5629 | 1499.3035 | 1768.8442 | 1750.6148 | 1513.8754 | 1081.4414 | 485.586 | 453.9391 | 2459.662 | 11695.5883 | 1.2508
5873 | Ventilation | Supply Fan | AHU-1 | VSD 55 | 7.5 | [5 empty] | 7.5 | 0.75 | 0.8825 | 0.7645 | 4.755 |  | 1 | F | 8.142857142857140 | 76.3596 | 96.33 | 141.9911 | 176.4964 | 227.8168 | 244.2857 | 252.4286 | 252.4286 | 220.4679 | 123.69 | 87.9429 | 76.3596 | 363.0869 | 458.0451 | 675.1615 | 839.233 | 1083.2591 | 1161.5682 | 1200.2871 | 1200.2871 | 1048.3153 | 588.1407 | 418.1645 | 363.0869 | 1976.5971 | 9398.6354 | 0.65681
5874 | Ventilation | Supply Fan | AHU-3 | Uniform | 7.5 | [5 empty] | 7.5 | 0.75 | 0.8825 | 0.7645 | 4.755 | 0.9 | 1 | AHU-3 | 8.607142857142860 | 266.8214 | 241 | 266.8214 | 258.2143 | 266.8214 | 258.2143 | 266.8214 | 266.8214 | 258.2143 | 266.8214 | 258.2143 | 266.8214 | 840.6872 | 730.3615 | 775.5569 | 840.9269 | 889.1033 | 943.0303 | 1127.2849 | 1012.7506 | 959.171 | 871.8826 | 733.1261 | 839.9157 | 3141.6071 | 10563.797 | 1.5989
5875 | Ventilation | Supply Fan | AHU-21 | Uniform | 7.5 | [5 empty] | 7.5 | 0.75 | 0.8825 | 0.7645 | 4.755 |  | 1 | C | 7.857142857142860 | 243.5714 | 220 | 243.5714 | 235.7143 | 243.5714 | 235.7143 | 243.5714 | 243.5714 | 235.7143 | 243.5714 | 235.7143 | 243.5714 | 1158.1718 | 1046.0907 | 1158.1718 | 1120.8114 | 1158.1718 | 1120.8114 | 1158.1718 | 1158.1718 | 1120.8114 | 1158.1718 | 1120.8114 | 1158.1718 | 2867.8571 | 13636.5389 | 0.95296
5876 | Ventilation | Supply Fan | AHU-6 | Uniform | 7.5 | [5 empty] | 7.5 | 0.75 | 0.8825 | 0.7645 | 4.755 | 0.9 | 1 | AHU-6 | 7.857142857142860 | 243.5714 | 220 | 243.5714 | 235.7143 | 243.5714 | 235.7143 | 243.5714 | 243.5714 | 235.7143 | 243.5714 | 235.7143 | 243.5714 | 770.6942 | 669.498 | 711.6502 | 773.423 | 820.3777 | 871.8215 | 1045.3764 | 938.4297 | 887.6399 | 801.1162 | 672.2627 | 769.9227 | 2867.8571 | 9732.2122 | 1.473
5877 | Pump | Condenser Pump | P-CD02 | Cooling 1 | 7.5 | [5 empty] | 7.5 | 0.75 | 0.8825 | 0.7645 | 4.755 | 0.95 | 0.9 | All Day | 24.0 | 0 | 0 | 0 | 64.8 | 133.92 | 453.6 | 669.6 | 669.6 | 324 | 0 | 0 | 0 | 0 | 0 | 0 | 278.0794 | 574.6975 | 1946.556 | 2873.4874 | 2873.4874 | 1390.3971 | 0 | 0 | 0 | 2315.52 | 9936.7048 | 0.51033
5878 | Pump | Hot water pump |  | Heating 1 | 7.5 | [5 empty] | 7.5 | 0.75 | 0.8825 | 0.7645 | 4.755 |  | 0.5 | All Day | 24.0 | 372 | 302.4 | 287.1478 | 231.0156 | 162.6701 | 123.0688 | 8.1704 | 7.087 | 51.0339 | 237.7344 | 288.1798 | 342.3617 | 1768.8442 | 1437.8992 | 1365.3755 | 1098.4696 | 773.4892 | 585.1869 | 38.8497 | 33.6984 | 242.6638 | 1130.4168 | 1370.2828 | 1627.9154 | 2412.8694 | 11473.0916 | 3.107
5879 | Pump | Hot water pump |  | Heating 1 | 7.5 | [5 empty] | 7.5 | 0.75 | 0.8825 | 0.7645 | 4.755 |  | 0.5 | All Day | 24.0 | 372 | 302.4 | 287.1478 | 231.0156 | 162.6701 | 123.0688 | 8.1704 | 7.087 | 51.0339 | 237.7344 | 288.1798 | 342.3617 | 1768.8442 | 1437.8992 | 1365.3755 | 1098.4696 | 773.4892 | 585.1869 | 38.8497 | 33.6984 | 242.6638 | 1130.4168 | 1370.2828 | 1627.9154 | 2412.8694 | 11473.0916 | 3.107
5880 | Ventilation | Supply Fan | AHU-4B | VSD 75 | 7.5 | [5 empty] | 7.5 | 0.75 | 0.8825 | 0.7645 | 4.755 |  | 1 | B | 8.571428571428570 | 149.4643 | 153.6 | 191.9786 | 208.2857 | 239.8071 | 257.1429 | 265.7143 | 265.7143 | 232.0714 | 191.9786 | 164.5714 | 149.4643 | 710.6963 | 730.3615 | 912.8499 | 990.3897 | 1140.2728 | 1222.7034 | 1263.4601 | 1263.4601 | 1103.4898 | 912.8499 | 782.5301 | 710.6963 | 2469.7929 | 11743.7601 | 0.82069
5881 | Ventilation | Supply Fan | AHU-10 | VSD 75 | 7.5 | [5 empty] | 7.5 | 0.75 | 0.8825 | 0.7645 | 4.755 |  | 1 | B | 8.571428571428570 | 149.4643 | 153.6 | 191.9786 | 208.2857 | 239.8071 | 257.1429 | 265.7143 | 265.7143 | 232.0714 | 191.9786 | 164.5714 | 149.4643 | 710.6963 | 730.3615 | 912.8499 | 990.3897 | 1140.2728 | 1222.7034 | 1263.4601 | 1263.4601 | 1103.4898 | 912.8499 | 782.5301 | 710.6963 | 2469.7929 | 11743.7601 | 0.82069
5882 | Ventilation | Return Fan | AHU-4 | Uniform | 7.5 | [5 empty] | 7.5 | 0.75 | 0.8825 | 0.7645 | 4.755 |  | 1 | AHU-4 | 15.285714285714300 | 473.8571 | 428 | 473.8571 | 458.5714 | 473.8571 | 412.7143 | 426.4714 | 473.8571 | 458.5714 | 473.8571 | 458.5714 | 473.8571 | 2253.1706 | 2035.1218 | 2253.1706 | 2180.4877 | 2253.1706 | 1962.4389 | 2027.8535 | 2253.1706 | 2180.4877 | 2253.1706 | 2180.4877 | 2253.1706 | 5486.0429 | 26085.9007 | 2.9247
5883 | Fan Coil Unit | Supply Fan | FC-105 | Fan Coil | 0.05 | [5 empty] | 0.05 | 0.75 | 0.75 | 0.7 | 0.0373 |  | 0 | All Day | 24.0 | 0 | 0 | 0 | 0 | 0 | 0 | 0 | 0 | 0 | 0 | 0 | 0 | 0 | 0 | 0 | 0 | 0 | 0 | 0 | 0 | 0 | 0 | 0 | 0 | 0 | 0 | 0
5884 | Miscellaneous electricity | Heat Wheel | ERV-1 | Uniform | 0.05 | [5 empty] | 0.05 | 0.75 | 0.75 | 0.7 | 0.0373 |  | 1 | Occupied | 12.0 | 372 | 336 | 372 | 360 | 372 | 360 | 372 | 372 | 360 | 372 | 360 | 372 | 13.8756 | 12.5328 | 13.8756 | 13.428 | 13.8756 | 13.428 | 13.8756 | 13.8756 | 13.428 | 13.8756 | 13.428 | 13.8756 | 4380 | 163.374 | 0.19277
5885 | Ventilation | Exhaust Fan | EF-12 | Uniform | 0.05 | [5 empty] | 0.05 | 0.75 | 0.75 | 0.7 | 0.0373 |  | 1 | All Day | 24.0 | 744 | 672 | 744 | 720 | 744 | 720 | 744 | 744 | 720 | 744 | 720 | 744 | 27.7512 | 25.0656 | 27.7512 | 26.856 | 27.7512 | 26.856 | 27.7512 | 27.7512 | 26.856 | 27.7512 | 26.856 | 27.7512 | 8760 | 326.748 | 0.094723
5886 | Ventilation | Exhaust Fan | EF-23 | Uniform | 0.05 | [5 empty] | 0.05 | 0.75 | 0.75 | 0.7 | 0.0373 |  | 1 | All Day | 24.0 | 744 | 672 | 744 | 720 | 744 | 720 | 744 | 744 | 720 | 744 | 720 | 744 | 27.7512 | 25.0656 | 27.7512 | 26.856 | 27.7512 | 26.856 | 27.7512 | 27.7512 | 26.856 | 27.7512 | 26.856 | 27.7512 | 8760 | 326.748 | 0.094723
5887 | Ventilation | Exhaust Fan | EF-24 | Uniform | 0.05 | [5 empty] | 0.05 | 0.75 | 0.75 | 0.7 | 0.0373 |  | 1 | All Day | 24.0 | 744 | 672 | 744 | 720 | 744 | 720 | 744 | 744 | 720 | 744 | 720 | 744 | 27.7512 | 25.0656 | 27.7512 | 26.856 | 27.7512 | 26.856 | 27.7512 | 27.7512 | 26.856 | 27.7512 | 26.856 | 27.7512 | 8760 | 326.748 | 0.094723
5888 | Ventilation | Exhaust Fan | EF-54 | Uniform | 0.05 | [5 empty] | 0.05 | 0.75 | 0.75 | 0.7 | 0.0373 |  | 1 | All Day | 24.0 | 744 | 672 | 744 | 720 | 744 | 720 | 744 | 744 | 720 | 744 | 720 | 744 | 27.7512 | 25.0656 | 27.7512 | 26.856 | 27.7512 | 26.856 | 27.7512 | 27.7512 | 26.856 | 27.7512 | 26.856 | 27.7512 | 8760 | 326.748 | 0.094723
5889 | Ventilation | Exhaust Fan | EF-55 | Uniform | 0.05 | [5 empty] | 0.05 | 0.75 | 0.75 | 0.7 | 0.0373 |  | 1 | All Day | 24.0 | 744 | 672 | 744 | 720 | 744 | 720 | 744 | 744 | 720 | 744 | 720 | 744 | 27.7512 | 25.0656 | 27.7512 | 26.856 | 27.7512 | 26.856 | 27.7512 | 27.7512 | 26.856 | 27.7512 | 26.856 | 27.7512 | 8760 | 326.748 | 0.094723
5890 | Ventilation | Exhaust Fan | 34-01-017 | Uniform | 0.05 | [5 empty] | 0.05 | 0.75 | 0.75 | 0.7 | 0.0373 |  | 1 | All Day | 24.0 | 744 | 672 | 744 | 720 | 744 | 720 | 744 | 744 | 720 | 744 | 720 | 744 | 27.7512 | 25.0656 | 27.7512 | 26.856 | 27.7512 | 26.856 | 27.7512 | 27.7512 | 26.856 | 27.7512 | 26.856 | 27.7512 | 8760 | 326.748 | 0.42292
5891 | Ventilation | Exhaust fan | EF-22 | Uniform | 0.05 | [5 empty] | 0.05 | 0.75 | 0.75 | 0.7 | 0.0373 |  | 1 | All Day | 24.0 | 744 | 672 | 744 | 720 | 744 | 720 | 744 | 744 | 720 | 744 | 720 | 744 | 27.7512 | 25.0656 | 27.7512 | 26.856 | 27.7512 | 26.856 | 27.7512 | 27.7512 | 26.856 | 27.7512 | 26.856 | 27.7512 | 8760 | 326.748 | 0.055845
5892 | Ventilation | Fan Coil Fan | FC-1 | Uniform | 0.05 | [5 empty] | 0.05 | 0.75 | 0.75 | 0.7 | 0.0373 |  | 1 | All Day | 24.0 | 744 | 672 | 744 | 720 | 744 | 720 | 744 | 744 | 720 | 744 | 720 | 744 | 27.7512 | 25.0656 | 27.7512 | 26.856 | 27.7512 | 26.856 | 27.7512 | 27.7512 | 26.856 | 27.7512 | 26.856 | 27.7512 | 8760 | 326.748 | 0.40572
5893 | Ventilation | Fan Coil Fan | FC-2 | Uniform | 0.05 | [5 empty] | 0.05 | 0.75 | 0.75 | 0.7 | 0.0373 |  | 1 | All Day | 24.0 | 744 | 672 | 744 | 720 | 744 | 720 | 744 | 744 | 720 | 744 | 720 | 744 | 27.7512 | 25.0656 | 27.7512 | 26.856 | 27.7512 | 26.856 | 27.7512 | 27.7512 | 26.856 | 27.7512 | 26.856 | 27.7512 | 8760 | 326.748 | 0.40572
5894 | Ventilation | Fan Coil Fan | FC-3 | Uniform | 0.05 | [5 empty] | 0.05 | 0.75 | 0.75 | 0.7 | 0.0373 |  | 1 | All Day | 24.0 | 744 | 672 | 744 | 720 | 744 | 720 | 744 | 744 | 720 | 744 | 720 | 744 | 27.7512 | 25.0656 | 27.7512 | 26.856 | 27.7512 | 26.856 | 27.7512 | 27.7512 | 26.856 | 27.7512 | 26.856 | 27.7512 | 8760 | 326.748 | 0.40572
5895 | Ventilation | Fan Coil Fan | FC-4 | Uniform | 0.05 | [5 empty] | 0.05 | 0.75 | 0.75 | 0.7 | 0.0373 |  | 1 | All Day | 24.0 | 744 | 672 | 744 | 720 | 744 | 720 | 744 | 744 | 720 | 744 | 720 | 744 | 27.7512 | 25.0656 | 27.7512 | 26.856 | 27.7512 | 26.856 | 27.7512 | 27.7512 | 26.856 | 27.7512 | 26.856 | 27.7512 | 8760 | 326.748 | 0.40572
5896 | Ventilation | Fan Coil Fan | FC-10 | Uniform | 0.05 | [5 empty] | 0.05 | 0.75 | 0.75 | 0.7 | 0.0373 |  | 1 | All Day | 24.0 | 744 | 672 | 744 | 720 | 744 | 720 | 744 | 744 | 720 | 744 | 720 | 744 | 27.7512 | 25.0656 | 27.7512 | 26.856 | 27.7512 | 26.856 | 27.7512 | 27.7512 | 26.856 | 27.7512 | 26.856 | 27.7512 | 8760 | 326.748 | 0.40572
5897 | Ventilation | Fan Coil Fan | FC-11 | Uniform | 0.05 | [5 empty] | 0.05 | 0.75 | 0.75 | 0.7 | 0.0373 |  | 1 | All Day | 24.0 | 744 | 672 | 744 | 720 | 744 | 720 | 744 | 744 | 720 | 744 | 720 | 744 | 27.7512 | 25.0656 | 27.7512 | 26.856 | 27.7512 | 26.856 | 27.7512 | 27.7512 | 26.856 | 27.7512 | 26.856 | 27.7512 | 8760 | 326.748 | 0.40572
5898 | Ventilation | Fan Coil Fan | FC-12 | Uniform | 0.05 | [5 empty] | 0.05 | 0.75 | 0.75 | 0.7 | 0.0373 |  | 1 | All Day | 24.0 | 744 | 672 | 744 | 720 | 744 | 720 | 744 | 744 | 720 | 744 | 720 | 744 | 27.7512 | 25.0656 | 27.7512 | 26.856 | 27.7512 | 26.856 | 27.7512 | 27.7512 | 26.856 | 27.7512 | 26.856 | 27.7512 | 8760 | 326.748 | 0.40572
5899 | Ventilation | Fan Coil Fan | FC-13 | Uniform | 0.05 | [5 empty] | 0.05 | 0.75 | 0.75 | 0.7 | 0.0373 |  | 1 | All Day | 24.0 | 744 | 672 | 744 | 720 | 744 | 720 | 744 | 744 | 720 | 744 | 720 | 744 | 27.7512 | 25.0656 | 27.7512 | 26.856 | 27.7512 | 26.856 | 27.7512 | 27.7512 | 26.856 | 27.7512 | 26.856 | 27.7512 | 8760 | 326.748 | 0.40572
5900 | Ventilation | Fan Coil Fan | FC-14 | Uniform | 0.05 | [5 empty] | 0.05 | 0.75 | 0.75 | 0.7 | 0.0373 |  | 1 | All Day | 24.0 | 744 | 672 | 744 | 720 | 744 | 720 | 744 | 744 | 720 | 744 | 720 | 744 | 27.7512 | 25.0656 | 27.7512 | 26.856 | 27.7512 | 26.856 | 27.7512 | 27.7512 | 26.856 | 27.7512 | 26.856 | 27.7512 | 8760 | 326.748 | 0.40572
5901 | Ventilation | Fan Coil Fan | FC-15 | Uniform | 0.05 | [5 empty] | 0.05 | 0.75 | 0.75 | 0.7 | 0.0373 |  | 1 | All Day | 24.0 | 744 | 672 | 744 | 720 | 744 | 720 | 744 | 744 | 720 | 744 | 720 | 744 | 27.7512 | 25.0656 | 27.7512 | 26.856 | 27.7512 | 26.856 | 27.7512 | 27.7512 | 26.856 | 27.7512 | 26.856 | 27.7512 | 8760 | 326.748 | 0.40572
5902 | Ventilation | Exhaust Fan | EF-2 | Uniform | 0.05 | [5 empty] | 0.05 | 0.75 | 0.75 | 0.7 | 0.0373 |  | 1 | All Day | 24.0 | 744 | 672 | 744 | 720 | 744 | 720 | 744 | 744 | 720 | 744 | 720 | 744 | 27.7512 | 25.0656 | 27.7512 | 26.856 | 27.7512 | 26.856 | 27.7512 | 27.7512 | 26.856 | 27.7512 | 26.856 | 27.7512 | 8760 | 326.748 | 1.0751
5903 | Ventilation | Exhaust Fan | EF-3 | Uniform | 0.05 | [5 empty] | 0.05 | 0.75 | 0.75 | 0.7 | 0.0373 |  | 1 | All Day | 24.0 | 744 | 672 | 744 | 720 | 744 | 720 | 744 | 744 | 720 | 744 | 720 | 744 | 27.7512 | 25.0656 | 27.7512 | 26.856 | 27.7512 | 26.856 | 27.7512 | 27.7512 | 26.856 | 27.7512 | 26.856 | 27.7512 | 8760 | 326.748 | 1.0751
5904 | Ventilation | Exhaust Fan | EF-4/5 | Uniform | 0.05 | [5 empty] | 0.05 | 0.75 | 0.75 | 0.7 | 0.0373 |  | 1 | All Day | 24.0 | 744 | 672 | 744 | 720 | 744 | 720 | 744 | 744 | 720 | 744 | 720 | 744 | 27.7512 | 25.0656 | 27.7512 | 26.856 | 27.7512 | 26.856 | 27.7512 | 27.7512 | 26.856 | 27.7512 | 26.856 | 27.7512 | 8760 | 326.748 | 1.0751
5905 | Ventilation | Exhaust Fan | EF-6 | Uniform | 0.05 | [5 empty] | 0.05 | 0.75 | 0.75 | 0.7 | 0.0373 |  | 1 | All Day | 24.0 | 744 | 672 | 744 | 720 | 744 | 720 | 744 | 744 | 720 | 744 | 720 | 744 | 27.7512 | 25.0656 | 27.7512 | 26.856 | 27.7512 | 26.856 | 27.7512 | 27.7512 | 26.856 | 27.7512 | 26.856 | 27.7512 | 8760 | 326.748 | 1.0751
5906 | Ventilation | Exhaust Fan | EF-7 | Uniform | 0.05 | [5 empty] | 0.05 | 0.75 | 0.75 | 0.7 | 0.0373 |  | 1 | All Day | 24.0 | 744 | 672 | 744 | 720 | 744 | 720 | 744 | 744 | 720 | 744 | 720 | 744 | 27.7512 | 25.0656 | 27.7512 | 26.856 | 27.7512 | 26.856 | 27.7512 | 27.7512 | 26.856 | 27.7512 | 26.856 | 27.7512 | 8760 | 326.748 | 1.0751
5907 | Ventilation | Exhaust Fan | EF-36 | Uniform | 0.05 | [5 empty] | 0.05 | 0.75 | 0.75 | 0.7 | 0.0373 |  | 1 | All Day | 24.0 | 744 | 672 | 744 | 720 | 744 | 720 | 744 | 744 | 720 | 744 | 720 | 744 | 27.7512 | 25.0656 | 27.7512 | 26.856 | 27.7512 | 26.856 | 27.7512 | 27.7512 | 26.856 | 27.7512 | 26.856 | 27.7512 | 8760 | 326.748 | 0.01863
5908 | Ventilation | Exhaust Fan | EF-21 | Uniform | 0.05 | [5 empty] | 0.05 | 0.75 | 0.75 | 0.7 | 0.0373 |  | 1 | All Day | 24.0 | 744 | 672 | 744 | 720 | 744 | 720 | 744 | 744 | 720 | 744 | 720 | 744 | 27.7512 | 25.0656 | 27.7512 | 26.856 | 27.7512 | 26.856 | 27.7512 | 27.7512 | 26.856 | 27.7512 | 26.856 | 27.7512 | 8760 | 326.748 | 0.012967
5909 | Ventilation | Exhaust Fan | EF-28 | Uniform | 0.05 | [5 empty] | 0.05 | 0.75 | 0.75 | 0.7 | 0.0373 |  | 1 | All Day | 24.0 | 744 | 672 | 744 | 720 | 744 | 720 | 744 | 744 | 720 | 744 | 720 | 744 | 27.7512 | 25.0656 | 27.7512 | 26.856 | 27.7512 | 26.856 | 27.7512 | 27.7512 | 26.856 | 27.7512 | 26.856 | 27.7512 | 8760 | 326.748 | 0.012967
5910 | Ventilation | Exhaust Fan | EF-29 | Uniform | 0.05 | [5 empty] | 0.05 | 0.75 | 0.75 | 0.7 | 0.0373 |  | 1 | All Day | 24.0 | 744 | 672 | 744 | 720 | 744 | 720 | 744 | 744 | 720 | 744 | 720 | 744 | 27.7512 | 25.0656 | 27.7512 | 26.856 | 27.7512 | 26.856 | 27.7512 | 27.7512 | 26.856 | 27.7512 | 26.856 | 27.7512 | 8760 | 326.748 | 0.012967
5911 | Ventilation | Exhaust Fan | EF-25 | Uniform | 0.05 | [5 empty] | 0.05 | 0.75 | 0.75 | 0.7 | 0.0373 |  | 1 | All Day | 24.0 | 744 | 672 | 744 | 720 | 744 | 720 | 744 | 744 | 720 | 744 | 720 | 744 | 27.7512 | 25.0656 | 27.7512 | 26.856 | 27.7512 | 26.856 | 27.7512 | 27.7512 | 26.856 | 27.7512 | 26.856 | 27.7512 | 8760 | 326.748 | 0.012967
5912 | Ventilation | Exhaust Fan | EF-41 | Uniform | 0.05 | [5 empty] | 0.05 | 0.75 | 0.75 | 0.7 | 0.0373 |  | 1 | All Day | 24.0 | 744 | 672 | 744 | 720 | 744 | 720 | 744 | 744 | 720 | 744 | 720 | 744 | 27.7512 | 25.0656 | 27.7512 | 26.856 | 27.7512 | 26.856 | 27.7512 | 27.7512 | 26.856 | 27.7512 | 26.856 | 27.7512 | 8760 | 326.748 | 0.012967
5913 | Ventilation | Supply Fan | UH-1 | Uniform | 0.05 | [5 empty] | 0.05 | 0.75 | 0.75 | 0.7 | 0.0373 |  | 1 | All Day | 24.0 | 744 | 672 | 744 | 720 | 744 | 720 | 744 | 744 | 720 | 744 | 720 | 744 | 27.7512 | 25.0656 | 27.7512 | 26.856 | 27.7512 | 26.856 | 27.7512 | 27.7512 | 26.856 | 27.7512 | 26.856 | 27.7512 | 8760 | 326.748 | 0.012967
5914 | Ventilation | Supply Fan | UH-2 | Uniform | 0.05 | [5 empty] | 0.05 | 0.75 | 0.75 | 0.7 | 0.0373 |  | 1 | All Day | 24.0 | 744 | 672 | 744 | 720 | 744 | 720 | 744 | 744 | 720 | 744 | 720 | 744 | 27.7512 | 25.0656 | 27.7512 | 26.856 | 27.7512 | 26.856 | 27.7512 | 27.7512 | 26.856 | 27.7512 | 26.856 | 27.7512 | 8760 | 326.748 | 0.012967
5915 | Ventilation | Exhaust Fan | EF-3 | Uniform | 0.05 | [5 empty] | 0.05 | 0.75 | 0.75 | 0.7 | 0.0373 |  | 0.2 | All Day | 24.0 | 148.8 | 134.4 | 148.8 | 144 | 148.8 | 144 | 148.8 | 148.8 | 144 | 148.8 | 144 | 148.8 | 5.5502 | 5.0131 | 5.5502 | 5.3712 | 5.5502 | 5.3712 | 5.5502 | 5.5502 | 5.3712 | 5.5502 | 5.3712 | 5.5502 | 1752 | 65.3496 | 0.0060573
5916 | Ventilation | Force Flow Fan | FF-1 | Heating 1 | 0.05 | [5 empty] | 0.05 | 0.75 | 0.75 | 0.7 | 0.0373 |  | 1 | All Day | 24.0 | 744 | 672 | 297.6 | 252 | 148.8 | 72 | 74.4 | 74.4 | 216 | 297.6 | 504 | 595.2 | 27.7512 | 25.0656 | 11.1005 | 9.3996 | 5.5502 | 2.6856 | 2.7751 | 2.7751 | 8.0568 | 11.1005 | 18.7992 | 22.201 | 3948 | 147.2604 | 0.18285
5917 | Ventilation | Force Flow Fan | FF-2 | Heating 1 | 0.05 | [5 empty] | 0.05 | 0.75 | 0.75 | 0.7 | 0.0373 |  | 1 | All Day | 24.0 | 744 | 672 | 297.6 | 252 | 148.8 | 72 | 74.4 | 74.4 | 216 | 297.6 | 504 | 595.2 | 27.7512 | 25.0656 | 11.1005 | 9.3996 | 5.5502 | 2.6856 | 2.7751 | 2.7751 | 8.0568 | 11.1005 | 18.7992 | 22.201 | 3948 | 147.2604 | 0.18285
5918 | Ventilation | Unit Heater Fan | UH-1 | Heating 1 | 0.05 | 0.0373 |  |  |  |  | 0.05 | 0.75 | 0.75 | 0.7 | 0.0373 |  | 1 |  | 14.0 | 434 | 352.8 | 347.2 | 294 | 173.6 | 84 | 0 | 0 | 84 | 260.4 | 336 | 434 | 16.1882 | 13.1594 | 12.9506 | 10.9662 | 6.4753 | 3.1332 | 0 | 0 | 3.1332 | 9.7129 | 12.5328 | 16.1882 | 2800 | 104.44 | 0.034583
5919 | Ventilation | Unit Heater Fan | UH-2 | Heating 1 | 0.05 | 0.0373 |  |  |  |  | 0.05 | 0.75 | 0.75 | 0.7 | 0.0373 |  | 1 |  | 14.0 | 434 | 352.8 | 347.2 | 294 | 173.6 | 84 | 0 | 0 | 84 | 260.4 | 336 | 434 | 16.1882 | 13.1594 | 12.9506 | 10.9662 | 6.4753 | 3.1332 | 0 | 0 | 3.1332 | 9.7129 | 12.5328 | 16.1882 | 2800 | 104.44 | 0.034583
5920 | Ventilation | Unit heater | UH-1 SF | Uniform | 0.05 | [5 empty] | 0.05 | 0.75 | 0.75 | 0.7 | 0.0373 |  | 0.05 |  | 10.5 | 16.275 | 14.7 | 16.275 | 15.75 | 16.275 | 15.75 | 16.275 | 16.275 | 15.75 | 16.275 | 15.75 | 16.275 | 0.60706 | 0.54831 | 0.60706 | 0.58747 | 0.60706 | 0.58747 | 0.60706 | 0.60706 | 0.58747 | 0.60706 | 0.58747 | 0.60706 | 191.625 | 7.1476 | 0.00049866
5921 | Ventilation | Unit heater | UH-1 SF | Uniform | 0.05 | [5 empty] | 0.05 | 0.75 | 0.75 | 0.7 | 0.0373 |  | 0.05 |  | 10.5 | 16.275 | 14.7 | 16.275 | 15.75 | 16.275 | 15.75 | 16.275 | 16.275 | 15.75 | 16.275 | 15.75 | 16.275 | 0.60706 | 0.54831 | 0.60706 | 0.58747 | 0.60706 | 0.58747 | 0.60706 | 0.60706 | 0.58747 | 0.60706 | 0.58747 | 0.60706 | 191.625 | 7.1476 | 0.00050307
5922 | Ventilation | Unit heater | UH-5 SF | Uniform | 0.05 | [5 empty] | 0.05 | 0.75 | 0.75 | 0.7 | 0.0373 |  | 0.1 |  | 10.5 | 32.55 | 29.4 | 32.55 | 31.5 | 32.55 | 31.5 | 32.55 | 32.55 | 31.5 | 32.55 | 31.5 | 32.55 | 1.2141 | 1.0966 | 1.2141 | 1.1749 | 1.2141 | 1.1749 | 1.2141 | 1.2141 | 1.1749 | 1.2141 | 1.1749 | 1.2141 | 383.25 | 14.2952 | 0.00099733
5923 | Ventilation | Unit heater | UH-5 SF | Uniform | 0.05 | [5 empty] | 0.05 | 0.75 | 0.75 | 0.7 | 0.0373 |  | 0.1 |  | 10.5 | 32.55 | 29.4 | 32.55 | 31.5 | 32.55 | 31.5 | 32.55 | 32.55 | 31.5 | 32.55 | 31.5 | 32.55 | 1.2141 | 1.0966 | 1.2141 | 1.1749 | 1.2141 | 1.1749 | 1.2141 | 1.2141 | 1.1749 | 1.2141 | 1.1749 | 1.2141 | 383.25 | 14.2952 | 0.0010061
5924 | Ventilation | Force Flow Heater | FF-4 | Heating 1 | 0.05 | [5 empty] | 0.05 | 0.75 | 0.75 | 0.7 | 0.0373 |  | 1 |  | 24.0 | 520.8 | 672 | 744 | 432 | 446.4 | 432 | 148.8 | 18.6 | 144 | 520.8 | 720 | 520.8 | 19.4258 | 25.0656 | 27.7512 | 16.1136 | 16.6507 | 16.1136 | 5.5502 | 0.69378 | 5.3712 | 19.4258 | 26.856 | 19.4258 | 5320.2 | 198.4435 | 0.030372
5925 | Ventilation | Force Flow Heater | FF-5 | Heating 1 | 0.05 | [5 empty] | 0.05 | 0.75 | 0.75 | 0.7 | 0.0373 |  | 1 |  | 24.0 | 520.8 | 672 | 744 | 432 | 446.4 | 432 | 148.8 | 18.6 | 144 | 520.8 | 720 | 520.8 | 19.4258 | 25.0656 | 27.7512 | 16.1136 | 16.6507 | 16.1136 | 5.5502 | 0.69378 | 5.3712 | 19.4258 | 26.856 | 19.4258 | 5320.2 | 198.4435 | 0.030372
5926 | Electric heating | Unit Heater | UH-0-01 | Heating 1 | 0.05 | [5 empty] | 0.05 | 0.75 | 0.75 | 0.7 | 0.0373 |  | 0.1 | All Day | 24.0 | 74.4 | 67.2 | 55.8 | 36 | 29.76 | 14.4 | 1.86 | 1.86 | 1.8 | 14.88 | 28.8 | 52.08 | 2.7751 | 2.5066 | 2.0813 | 1.3428 | 1.11 | 0.53712 | 0.069378 | 0.069378 | 0.06714 | 0.55502 | 1.0742 | 1.9426 | 378.84 | 14.1307 | 0.0010189
5927 | Electric heating | Unit Heater | UH-0-02 | Heating 1 | 0.05 | [5 empty] | 0.05 | 0.75 | 0.75 | 0.7 | 0.0373 |  | 0.1 | All Day | 24.0 | 74.4 | 67.2 | 55.8 | 36 | 29.76 | 14.4 | 1.86 | 1.86 | 1.8 | 14.88 | 28.8 | 52.08 | 2.7751 | 2.5066 | 2.0813 | 1.3428 | 1.11 | 0.53712 | 0.069378 | 0.069378 | 0.06714 | 0.55502 | 1.0742 | 1.9426 | 378.84 | 14.1307 | 0.0010189
5928 | Electric heating | Unit Heater | UH-0-03 | Heating 1 | 0.05 | [5 empty] | 0.05 | 0.75 | 0.75 | 0.7 | 0.0373 |  | 0.1 | All Day | 24.0 | 74.4 | 67.2 | 55.8 | 36 | 29.76 | 14.4 | 1.86 | 1.86 | 1.8 | 14.88 | 28.8 | 52.08 | 2.7751 | 2.5066 | 2.0813 | 1.3428 | 1.11 | 0.53712 | 0.069378 | 0.069378 | 0.06714 | 0.55502 | 1.0742 | 1.9426 | 378.84 | 14.1307 | 0.0010189
5929 | Electric heating | Unit Heater | UH-0-04 | Heating 1 | 0.05 | [5 empty] | 0.05 | 0.75 | 0.75 | 0.7 | 0.0373 |  | 0.1 | All Day | 24.0 | 74.4 | 67.2 | 55.8 | 36 | 29.76 | 14.4 | 1.86 | 1.86 | 1.8 | 14.88 | 28.8 | 52.08 | 2.7751 | 2.5066 | 2.0813 | 1.3428 | 1.11 | 0.53712 | 0.069378 | 0.069378 | 0.06714 | 0.55502 | 1.0742 | 1.9426 | 378.84 | 14.1307 | 0.0010189
5930 | Electric heating | Unit Heater | UH-0-05 | Heating 1 | 0.05 | [5 empty] | 0.05 | 0.75 | 0.75 | 0.7 | 0.0373 |  | 0.1 | All Day | 24.0 | 74.4 | 67.2 | 55.8 | 36 | 29.76 | 14.4 | 1.86 | 1.86 | 1.8 | 14.88 | 28.8 | 52.08 | 2.7751 | 2.5066 | 2.0813 | 1.3428 | 1.11 | 0.53712 | 0.069378 | 0.069378 | 0.06714 | 0.55502 | 1.0742 | 1.9426 | 378.84 | 14.1307 | 0.0010189
5931 | Electric heating | Unit Heater | UH-0-06 | Heating 1 | 0.05 | [5 empty] | 0.05 | 0.75 | 0.75 | 0.7 | 0.0373 |  | 0.1 | All Day | 24.0 | 74.4 | 67.2 | 55.8 | 36 | 29.76 | 14.4 | 1.86 | 1.86 | 1.8 | 14.88 | 28.8 | 52.08 | 2.7751 | 2.5066 | 2.0813 | 1.3428 | 1.11 | 0.53712 | 0.069378 | 0.069378 | 0.06714 | 0.55502 | 1.0742 | 1.9426 | 378.84 | 14.1307 | 0.0010189
5932 | Electric heating | Unit Heater | UH-P-01 | Heating 1 | 0.05 | [5 empty] | 0.05 | 0.75 | 0.75 | 0.7 | 0.0373 |  | 0.1 | All Day | 24.0 | 74.4 | 67.2 | 55.8 | 36 | 29.76 | 14.4 | 1.86 | 1.86 | 1.8 | 14.88 | 28.8 | 52.08 | 2.7751 | 2.5066 | 2.0813 | 1.3428 | 1.11 | 0.53712 | 0.069378 | 0.069378 | 0.06714 | 0.55502 | 1.0742 | 1.9426 | 378.84 | 14.1307 | 0.0010189
5933 | Electric heating | Unit Heater | UH-P-02 | Heating 1 | 0.05 | [5 empty] | 0.05 | 0.75 | 0.75 | 0.7 | 0.0373 |  | 0.1 | All Day | 24.0 | 74.4 | 67.2 | 55.8 | 36 | 29.76 | 14.4 | 1.86 | 1.86 | 1.8 | 14.88 | 28.8 | 52.08 | 2.7751 | 2.5066 | 2.0813 | 1.3428 | 1.11 | 0.53712 | 0.069378 | 0.069378 | 0.06714 | 0.55502 | 1.0742 | 1.9426 | 378.84 | 14.1307 | 0.0010189
5934 | Electric heating | Unit Heater | UH-P-03 | Heating 1 | 0.05 | [5 empty] | 0.05 | 0.75 | 0.75 | 0.7 | 0.0373 |  | 0.1 | All Day | 24.0 | 74.4 | 67.2 | 55.8 | 36 | 29.76 | 14.4 | 1.86 | 1.86 | 1.8 | 14.88 | 28.8 | 52.08 | 2.7751 | 2.5066 | 2.0813 | 1.3428 | 1.11 | 0.53712 | 0.069378 | 0.069378 | 0.06714 | 0.55502 | 1.0742 | 1.9426 | 378.84 | 14.1307 | 0.0010189
5935 | Ventilation | Unit Heater | P43 | Heating 1 | 0.05 | [5 empty] | 0.05 | 0.75 | 0.75 | 0.7 | 0.0373 |  | 0.1 |  | 24.0 | 52.08 | 67.2 | 74.4 | 43.2 | 44.64 | 43.2 | 14.88 | 1.86 | 14.4 | 52.08 | 72 | 52.08 | 1.9426 | 2.5066 | 2.7751 | 1.6114 | 1.6651 | 1.6114 | 0.55502 | 0.069378 | 0.53712 | 1.9426 | 2.6856 | 1.9426 | 532.02 | 19.8443 | 0.0030372
5936 | Ventilation | Unit Heater | P43A | Heating 1 | 0.05 | [5 empty] | 0.05 | 0.75 | 0.75 | 0.7 | 0.0373 |  | 0.1 |  | 24.0 | 52.08 | 67.2 | 74.4 | 43.2 | 44.64 | 43.2 | 14.88 | 1.86 | 14.4 | 52.08 | 72 | 52.08 | 1.9426 | 2.5066 | 2.7751 | 1.6114 | 1.6651 | 1.6114 | 0.55502 | 0.069378 | 0.53712 | 1.9426 | 2.6856 | 1.9426 | 532.02 | 19.8443 | 0.0030372
5937 | Ventilation | Unit Heater | P44 -1 | Heating 1 | 0.05 | [5 empty] | 0.05 | 0.75 | 0.75 | 0.7 | 0.0373 |  | 0.1 |  | 24.0 | 52.08 | 67.2 | 74.4 | 43.2 | 44.64 | 43.2 | 14.88 | 1.86 | 14.4 | 52.08 | 72 | 52.08 | 1.9426 | 2.5066 | 2.7751 | 1.6114 | 1.6651 | 1.6114 | 0.55502 | 0.069378 | 0.53712 | 1.9426 | 2.6856 | 1.9426 | 532.02 | 19.8443 | 0.0030372
5938 | Ventilation | Unit Heater | P44 -2 | Heating 1 | 0.05 | [5 empty] | 0.05 | 0.75 | 0.75 | 0.7 | 0.0373 |  | 0.1 |  | 24.0 | 52.08 | 67.2 | 74.4 | 43.2 | 44.64 | 43.2 | 14.88 | 1.86 | 14.4 | 52.08 | 72 | 52.08 | 1.9426 | 2.5066 | 2.7751 | 1.6114 | 1.6651 | 1.6114 | 0.55502 | 0.069378 | 0.53712 | 1.9426 | 2.6856 | 1.9426 | 532.02 | 19.8443 | 0.0030372
5939 | Ventilation | Unit Heater |  | Heating 1 | 0.05 | [5 empty] | 0.05 | 0.75 | 0.75 | 0.7 | 0.0373 |  | 0.1 |  | 24.0 | 52.08 | 67.2 | 74.4 | 43.2 | 44.64 | 43.2 | 14.88 | 1.86 | 14.4 | 52.08 | 72 | 52.08 | 1.9426 | 2.5066 | 2.7751 | 1.6114 | 1.6651 | 1.6114 | 0.55502 | 0.069378 | 0.53712 | 1.9426 | 2.6856 | 1.9426 | 532.02 | 19.8443 | 0.0030372
5940 | Unit Heater | Cabinet Unit Heater | FF-2 | Heating 1 | 0.05 | [5 empty] | 0.05 | 0.75 | 0.75 | 0.7 | 0.0373 |  | 0.5 | All Day | 24.0 | 372 | 336 | 260.4 | 216 | 130.2 | 72 | 37.2 | 0 | 18 | 55.8 | 144 | 241.8 | 13.8756 | 12.5328 | 9.7129 | 8.0568 | 4.8565 | 2.6856 | 1.3876 | 0 | 0.6714 | 2.0813 | 5.3712 | 9.0191 | 1883.4 | 70.2508 | 0.012639
5941 | Unit Heater | Unit Heater | UH-1 | Heating 1 | 0.05 | [5 empty] | 0.05 | 0.75 | 0.75 | 0.7 | 0.0373 |  | 0.5 | All Day | 24.0 | 372 | 336 | 260.4 | 216 | 130.2 | 72 | 37.2 | 0 | 18 | 55.8 | 144 | 241.8 | 13.8756 | 12.5328 | 9.7129 | 8.0568 | 4.8565 | 2.6856 | 1.3876 | 0 | 0.6714 | 2.0813 | 5.3712 | 9.0191 | 1883.4 | 70.2508 | 0.012639
5942 | Unit Heater | Unit Heater | UH-2 | Heating 1 | 0.05 | [5 empty] | 0.05 | 0.75 | 0.75 | 0.7 | 0.0373 |  | 0.5 | All Day | 24.0 | 372 | 336 | 260.4 | 216 | 130.2 | 72 | 37.2 | 0 | 18 | 55.8 | 144 | 241.8 | 13.8756 | 12.5328 | 9.7129 | 8.0568 | 4.8565 | 2.6856 | 1.3876 | 0 | 0.6714 | 2.0813 | 5.3712 | 9.0191 | 1883.4 | 70.2508 | 0.012639
5943 | Unit Heater | Unit Heater | UH-3 | Heating 1 | 0.05 | [5 empty] | 0.05 | 0.75 | 0.75 | 0.7 | 0.0373 |  | 0.5 | All Day | 24.0 | 372 | 336 | 260.4 | 216 | 130.2 | 72 | 37.2 | 0 | 18 | 55.8 | 144 | 241.8 | 13.8756 | 12.5328 | 9.7129 | 8.0568 | 4.8565 | 2.6856 | 1.3876 | 0 | 0.6714 | 2.0813 | 5.3712 | 9.0191 | 1883.4 | 70.2508 | 0.012639
5944 | Unit Heater | Cabinet Unit Heater | CUH-1 | Heating 1 | 0.05 | [5 empty] | 0.05 | 0.75 | 0.75 | 0.7 | 0.0373 |  | 0.5 | All Day | 24.0 | 372 | 336 | 260.4 | 216 | 130.2 | 72 | 37.2 | 0 | 18 | 55.8 | 144 | 241.8 | 13.8756 | 12.5328 | 9.7129 | 8.0568 | 4.8565 | 2.6856 | 1.3876 | 0 | 0.6714 | 2.0813 | 5.3712 | 9.0191 | 1883.4 | 70.2508 | 0.012639
5945 | Unit Heater | Cabinet Unit Heater | CUH-2 | Heating 1 | 0.05 | [5 empty] | 0.05 | 0.75 | 0.75 | 0.7 | 0.0373 |  | 0.5 | All Day | 24.0 | 372 | 336 | 260.4 | 216 | 130.2 | 72 | 37.2 | 0 | 18 | 55.8 | 144 | 241.8 | 13.8756 | 12.5328 | 9.7129 | 8.0568 | 4.8565 | 2.6856 | 1.3876 | 0 | 0.6714 | 2.0813 | 5.3712 | 9.0191 | 1883.4 | 70.2508 | 0.012639
5946 | Unit Heater | Cabinet Unit Heater | CUH-3 | Heating 1 | 0.05 | [5 empty] | 0.05 | 0.75 | 0.75 | 0.7 | 0.0373 |  | 0.5 | All Day | 24.0 | 372 | 336 | 260.4 | 216 | 130.2 | 72 | 37.2 | 0 | 18 | 55.8 | 144 | 241.8 | 13.8756 | 12.5328 | 9.7129 | 8.0568 | 4.8565 | 2.6856 | 1.3876 | 0 | 0.6714 | 2.0813 | 5.3712 | 9.0191 | 1883.4 | 70.2508 | 0.012639
5947 | Unit Heater | Cabinet Unit Heater | CUH-4 | Heating 1 | 0.05 | [5 empty] | 0.05 | 0.75 | 0.75 | 0.7 | 0.0373 |  | 0.5 | All Day | 24.0 | 372 | 336 | 260.4 | 216 | 130.2 | 72 | 37.2 | 0 | 18 | 55.8 | 144 | 241.8 | 13.8756 | 12.5328 | 9.7129 | 8.0568 | 4.8565 | 2.6856 | 1.3876 | 0 | 0.6714 | 2.0813 | 5.3712 | 9.0191 | 1883.4 | 70.2508 | 0.012639
5948 | Unit Heater | Cabinet Unit Heater | CUH-5 | Heating 1 | 0.05 | [5 empty] | 0.05 | 0.75 | 0.75 | 0.7 | 0.0373 |  | 0.5 | All Day | 24.0 | 372 | 336 | 260.4 | 216 | 130.2 | 72 | 37.2 | 0 | 18 | 55.8 | 144 | 241.8 | 13.8756 | 12.5328 | 9.7129 | 8.0568 | 4.8565 | 2.6856 | 1.3876 | 0 | 0.6714 | 2.0813 | 5.3712 | 9.0191 | 1883.4 | 70.2508 | 0.012639
5949 | Unit Heater | Unit Heater | UH-1 | Heating 1 | 0.05 | [5 empty] | 0.05 | 0.75 | 0.75 | 0.7 | 0.0373 |  | 0.5 | All Day | 24.0 | 372 | 336 | 260.4 | 216 | 130.2 | 72 | 37.2 | 0 | 18 | 55.8 | 144 | 241.8 | 13.8756 | 12.5328 | 9.7129 | 8.0568 | 4.8565 | 2.6856 | 1.3876 | 0 | 0.6714 | 2.0813 | 5.3712 | 9.0191 | 1883.4 | 70.2508 | 0.012639
5950 | Unit Heater | Unit Heater | UH-3 | Heating 1 | 0.05 | [5 empty] | 0.05 | 0.75 | 0.75 | 0.7 | 0.0373 |  | 0.5 | All Day | 24.0 | 372 | 336 | 260.4 | 216 | 130.2 | 72 | 37.2 | 0 | 18 | 55.8 | 144 | 241.8 | 13.8756 | 12.5328 | 9.7129 | 8.0568 | 4.8565 | 2.6856 | 1.3876 | 0 | 0.6714 | 2.0813 | 5.3712 | 9.0191 | 1883.4 | 70.2508 | 0.012639
5951 | Pump | Pump |  | Heating 1 | 0.05 | [5 empty] | 0.05 | 0.75 | 0.75 | 0.7 | 0.0373 |  | 1 | All Day | 24.0 | 744 | 672 | 558 | 360 | 297.6 | 144 | 18.6 | 18.6 | 18 | 148.8 | 288 | 520.8 | 27.7512 | 25.0656 | 20.8134 | 13.428 | 11.1005 | 5.3712 | 0.69378 | 0.69378 | 0.6714 | 5.5502 | 10.7424 | 19.4258 | 3788.4 | 141.3073 | 0.105
5952 | Fan Coil Unit | Supply Fan | FC-103 | Fan Coil | 0.05 | [5 empty] | 0.05 | 0.75 | 0.75 | 0.7 | 0.0373 |  | 1 | All Day | 24.0 | 148.8 | 201.6 | 297.6 | 360 | 372 | 720 | 744 | 744 | 720 | 446.4 | 216 | 74.4 | 5.5502 | 7.5197 | 11.1005 | 13.428 | 13.8756 | 26.856 | 27.7512 | 27.7512 | 26.856 | 16.6507 | 8.0568 | 2.7751 | 5044.8 | 188.171 | 0.0044032
5953 | Fan Coil Unit | Supply Fan | FC-104 | Fan Coil | 0.05 | [5 empty] | 0.05 | 0.75 | 0.75 | 0.7 | 0.0373 |  | 1 | All Day | 24.0 | 148.8 | 201.6 | 297.6 | 360 | 372 | 720 | 744 | 744 | 720 | 446.4 | 216 | 74.4 | 5.5502 | 7.5197 | 11.1005 | 13.428 | 13.8756 | 26.856 | 27.7512 | 27.7512 | 26.856 | 16.6507 | 8.0568 | 2.7751 | 5044.8 | 188.171 | 0.0044032
5954 | Fan Coil Unit | Supply Fan | FC-109 | Fan Coil | 0.05 | [5 empty] | 0.05 | 0.75 | 0.75 | 0.7 | 0.0373 |  | 1 | All Day | 24.0 | 148.8 | 201.6 | 297.6 | 360 | 372 | 720 | 744 | 744 | 720 | 446.4 | 216 | 74.4 | 5.5502 | 7.5197 | 11.1005 | 13.428 | 13.8756 | 26.856 | 27.7512 | 27.7512 | 26.856 | 16.6507 | 8.0568 | 2.7751 | 5044.8 | 188.171 | 0.0044032
5955 | Fan Coil | Fan Coil Unit | FC-0-01 | Uniform | 0.17 | [5 empty] | 0.17 | 0.75 | 0.75 | 0.7 | 0.12682 |  | 0.8 | AHU-4 | 15.0 | 372 | 336 | 372 | 360 | 372 | 360 | 372 | 372 | 360 | 372 | 360 | 372 | 47.177 | 42.6115 | 47.177 | 45.6552 | 47.177 | 45.6552 | 47.177 | 47.177 | 45.6552 | 47.177 | 45.6552 | 47.177 | 4380 | 555.4716 | 0.040051
5956 | Fan Coil | Fan Coil Unit | FC-0-02 | Uniform | 0.17 | [5 empty] | 0.17 | 0.75 | 0.75 | 0.7 | 0.12682 |  | 0.8 | AHU-4 | 15.0 | 372 | 336 | 372 | 360 | 372 | 360 | 372 | 372 | 360 | 372 | 360 | 372 | 47.177 | 42.6115 | 47.177 | 45.6552 | 47.177 | 45.6552 | 47.177 | 47.177 | 45.6552 | 47.177 | 45.6552 | 47.177 | 4380 | 555.4716 | 0.040051
5957 | Fan Coil | Fan Coil Unit | FC-0-03 | Uniform | 0.17 | [5 empty] | 0.17 | 0.75 | 0.75 | 0.7 | 0.12682 |  | 0.8 | AHU-4 | 15.0 | 372 | 336 | 372 | 360 | 372 | 360 | 372 | 372 | 360 | 372 | 360 | 372 | 47.177 | 42.6115 | 47.177 | 45.6552 | 47.177 | 45.6552 | 47.177 | 47.177 | 45.6552 | 47.177 | 45.6552 | 47.177 | 4380 | 555.4716 | 0.040051
5958 | Fan Coil | Fan Coil Unit | FC-0-04 | Uniform | 0.17 | [5 empty] | 0.17 | 0.75 | 0.75 | 0.7 | 0.12682 |  | 0.8 | AHU-4 | 15.0 | 372 | 336 | 372 | 360 | 372 | 360 | 372 | 372 | 360 | 372 | 360 | 372 | 47.177 | 42.6115 | 47.177 | 45.6552 | 47.177 | 45.6552 | 47.177 | 47.177 | 45.6552 | 47.177 | 45.6552 | 47.177 | 4380 | 555.4716 | 0.040051
5959 | Fan Coil | Fan Coil Unit | FC-0-05 | Uniform | 0.17 | [5 empty] | 0.17 | 0.75 | 0.75 | 0.7 | 0.12682 |  | 0.8 | AHU-4 | 15.0 | 372 | 336 | 372 | 360 | 372 | 360 | 372 | 372 | 360 | 372 | 360 | 372 | 47.177 | 42.6115 | 47.177 | 45.6552 | 47.177 | 45.6552 | 47.177 | 47.177 | 45.6552 | 47.177 | 45.6552 | 47.177 | 4380 | 555.4716 | 0.040051
5960 | Fan Coil | Fan Coil Unit | FC-0-07 | Uniform | 0.17 | [5 empty] | 0.17 | 0.75 | 0.75 | 0.7 | 0.12682 |  | 0.8 | AHU-4 | 15.0 | 372 | 336 | 372 | 360 | 372 | 360 | 372 | 372 | 360 | 372 | 360 | 372 | 47.177 | 42.6115 | 47.177 | 45.6552 | 47.177 | 45.6552 | 47.177 | 47.177 | 45.6552 | 47.177 | 45.6552 | 47.177 | 4380 | 555.4716 | 0.040051
5961 | Fan Coil | Fan Coil Unit | FC-0-08 | Uniform | 0.17 | [5 empty] | 0.17 | 0.75 | 0.75 | 0.7 | 0.12682 |  | 0.8 | AHU-4 | 15.0 | 372 | 336 | 372 | 360 | 372 | 360 | 372 | 372 | 360 | 372 | 360 | 372 | 47.177 | 42.6115 | 47.177 | 45.6552 | 47.177 | 45.6552 | 47.177 | 47.177 | 45.6552 | 47.177 | 45.6552 | 47.177 | 4380 | 555.4716 | 0.040051
5962 | Fan Coil | Fan Coil Unit | FC-0-09 | Uniform | 0.17 | [5 empty] | 0.17 | 0.75 | 0.75 | 0.7 | 0.12682 |  | 0.8 | AHU-4 | 15.0 | 372 | 336 | 372 | 360 | 372 | 360 | 372 | 372 | 360 | 372 | 360 | 372 | 47.177 | 42.6115 | 47.177 | 45.6552 | 47.177 | 45.6552 | 47.177 | 47.177 | 45.6552 | 47.177 | 45.6552 | 47.177 | 4380 | 555.4716 | 0.040051
5963 | Fan Coil | Fan Coil Unit | FC-0-10 | Uniform | 0.17 | [5 empty] | 0.17 | 0.75 | 0.75 | 0.7 | 0.12682 |  | 0.8 | AHU-4 | 15.0 | 372 | 336 | 372 | 360 | 372 | 360 | 372 | 372 | 360 | 372 | 360 | 372 | 47.177 | 42.6115 | 47.177 | 45.6552 | 47.177 | 45.6552 | 47.177 | 47.177 | 45.6552 | 47.177 | 45.6552 | 47.177 | 4380 | 555.4716 | 0.040051
5964 | Fan Coil | Fan Coil Unit | FC-0-11 | Uniform | 0.17 | [5 empty] | 0.17 | 0.75 | 0.75 | 0.7 | 0.12682 |  | 0.8 | AHU-4 | 15.0 | 372 | 336 | 372 | 360 | 372 | 360 | 372 | 372 | 360 | 372 | 360 | 372 | 47.177 | 42.6115 | 47.177 | 45.6552 | 47.177 | 45.6552 | 47.177 | 47.177 | 45.6552 | 47.177 | 45.6552 | 47.177 | 4380 | 555.4716 | 0.040051
5965 | Fan Coil | Fan Coil Unit | FC-3-01 | Uniform | 0.17 | [5 empty] | 0.17 | 0.75 | 0.75 | 0.7 | 0.12682 |  | 0.8 | AHU-4 | 15.0 | 372 | 336 | 372 | 360 | 372 | 360 | 372 | 372 | 360 | 372 | 360 | 372 | 47.177 | 42.6115 | 47.177 | 45.6552 | 47.177 | 45.6552 | 47.177 | 47.177 | 45.6552 | 47.177 | 45.6552 | 47.177 | 4380 | 555.4716 | 0.040051
5966 | Fan Coil | Fan Coil Unit | FC-3-02 | Uniform | 0.17 | [5 empty] | 0.17 | 0.75 | 0.75 | 0.7 | 0.12682 |  | 0.8 | AHU-4 | 15.0 | 372 | 336 | 372 | 360 | 372 | 360 | 372 | 372 | 360 | 372 | 360 | 372 | 47.177 | 42.6115 | 47.177 | 45.6552 | 47.177 | 45.6552 | 47.177 | 47.177 | 45.6552 | 47.177 | 45.6552 | 47.177 | 4380 | 555.4716 | 0.040051
5967 | Fan Coil | Fan Coil Unit | FC-3-03 | Uniform | 0.17 | [5 empty] | 0.17 | 0.75 | 0.75 | 0.7 | 0.12682 |  | 0.8 | AHU-4 | 15.0 | 372 | 336 | 372 | 360 | 372 | 360 | 372 | 372 | 360 | 372 | 360 | 372 | 47.177 | 42.6115 | 47.177 | 45.6552 | 47.177 | 45.6552 | 47.177 | 47.177 | 45.6552 | 47.177 | 45.6552 | 47.177 | 4380 | 555.4716 | 0.040051
5968 | Fan Coil | Fan Coil Unit | 4-FC-1-01 | Uniform | 0.17 | [5 empty] | 0.17 | 0.75 | 0.75 | 0.7 | 0.12682 |  | 0.8 | AHU-4 | 15.0 | 372 | 336 | 372 | 360 | 372 | 360 | 372 | 372 | 360 | 372 | 360 | 372 | 47.177 | 42.6115 | 47.177 | 45.6552 | 47.177 | 45.6552 | 47.177 | 47.177 | 45.6552 | 47.177 | 45.6552 | 47.177 | 4380 | 555.4716 | 0.040051
5969 | Fan Coil | Fan Coil Unit | 4-FC-1-03 | Uniform | 0.17 | [5 empty] | 0.17 | 0.75 | 0.75 | 0.7 | 0.12682 |  | 0.8 | AHU-4 | 15.0 | 372 | 336 | 372 | 360 | 372 | 360 | 372 | 372 | 360 | 372 | 360 | 372 | 47.177 | 42.6115 | 47.177 | 45.6552 | 47.177 | 45.6552 | 47.177 | 47.177 | 45.6552 | 47.177 | 45.6552 | 47.177 | 4380 | 555.4716 | 0.040051
5970 | Fan Coil | Fan Coil Unit | 4-FC-1-04 | Uniform | 0.17 | [5 empty] | 0.17 | 0.75 | 0.75 | 0.7 | 0.12682 |  | 0.8 | AHU-4 | 15.0 | 372 | 336 | 372 | 360 | 372 | 360 | 372 | 372 | 360 | 372 | 360 | 372 | 47.177 | 42.6115 | 47.177 | 45.6552 | 47.177 | 45.6552 | 47.177 | 47.177 | 45.6552 | 47.177 | 45.6552 | 47.177 | 4380 | 555.4716 | 0.040051
5971 | Fan Coil | Fan Coil Unit | 4-FC-1-05 | Uniform | 0.17 | [5 empty] | 0.17 | 0.75 | 0.75 | 0.7 | 0.12682 |  | 0.8 | AHU-4 | 15.0 | 372 | 336 | 372 | 360 | 372 | 360 | 372 | 372 | 360 | 372 | 360 | 372 | 47.177 | 42.6115 | 47.177 | 45.6552 | 47.177 | 45.6552 | 47.177 | 47.177 | 45.6552 | 47.177 | 45.6552 | 47.177 | 4380 | 555.4716 | 0.040051
5972 | Fan Coil | Fan Coil Unit | 4-FC-2-01 | Uniform | 0.17 | [5 empty] | 0.17 | 0.75 | 0.75 | 0.7 | 0.12682 |  | 0.8 | AHU-4 | 15.0 | 372 | 336 | 372 | 360 | 372 | 360 | 372 | 372 | 360 | 372 | 360 | 372 | 47.177 | 42.6115 | 47.177 | 45.6552 | 47.177 | 45.6552 | 47.177 | 47.177 | 45.6552 | 47.177 | 45.6552 | 47.177 | 4380 | 555.4716 | 0.040051
5973 | Fan Coil | Fan Coil Unit | 4-FC-2-02 | Uniform | 0.17 | [5 empty] | 0.17 | 0.75 | 0.75 | 0.7 | 0.12682 |  | 0.8 | AHU-4 | 15.0 | 372 | 336 | 372 | 360 | 372 | 360 | 372 | 372 | 360 | 372 | 360 | 372 | 47.177 | 42.6115 | 47.177 | 45.6552 | 47.177 | 45.6552 | 47.177 | 47.177 | 45.6552 | 47.177 | 45.6552 | 47.177 | 4380 | 555.4716 | 0.040051
5974 | Fan Coil | Fan Coil Unit | 4-FC-2-03 | Uniform | 0.17 | [5 empty] | 0.17 | 0.75 | 0.75 | 0.7 | 0.12682 |  | 0.8 | AHU-4 | 15.0 | 372 | 336 | 372 | 360 | 372 | 360 | 372 | 372 | 360 | 372 | 360 | 372 | 47.177 | 42.6115 | 47.177 | 45.6552 | 47.177 | 45.6552 | 47.177 | 47.177 | 45.6552 | 47.177 | 45.6552 | 47.177 | 4380 | 555.4716 | 0.040051
5975 | Fan Coil | Fan Coil Unit | 4-FC-2-04 | Uniform | 0.17 | [5 empty] | 0.17 | 0.75 | 0.75 | 0.7 | 0.12682 |  | 0.8 | AHU-4 | 15.0 | 372 | 336 | 372 | 360 | 372 | 360 | 372 | 372 | 360 | 372 | 360 | 372 | 47.177 | 42.6115 | 47.177 | 45.6552 | 47.177 | 45.6552 | 47.177 | 47.177 | 45.6552 | 47.177 | 45.6552 | 47.177 | 4380 | 555.4716 | 0.040051
5976 | Fan Coil | Fan Coil Unit | 4-FC-3-02 | Uniform | 0.17 | [5 empty] | 0.17 | 0.75 | 0.75 | 0.7 | 0.12682 |  | 0.8 | AHU-4 | 15.0 | 372 | 336 | 372 | 360 | 372 | 360 | 372 | 372 | 360 | 372 | 360 | 372 | 47.177 | 42.6115 | 47.177 | 45.6552 | 47.177 | 45.6552 | 47.177 | 47.177 | 45.6552 | 47.177 | 45.6552 | 47.177 | 4380 | 555.4716 | 0.040051
5977 | Fan Coil | Fan Coil Unit | 4-FC-3-03 | Uniform | 0.17 | [5 empty] | 0.17 | 0.75 | 0.75 | 0.7 | 0.12682 |  | 0.8 | AHU-4 | 15.0 | 372 | 336 | 372 | 360 | 372 | 360 | 372 | 372 | 360 | 372 | 360 | 372 | 47.177 | 42.6115 | 47.177 | 45.6552 | 47.177 | 45.6552 | 47.177 | 47.177 | 45.6552 | 47.177 | 45.6552 | 47.177 | 4380 | 555.4716 | 0.040051
5978 | Fan Coil | Fan Coil Unit | 4-FC-3-04 | Uniform | 0.17 | [5 empty] | 0.17 | 0.75 | 0.75 | 0.7 | 0.12682 |  | 0.8 | AHU-4 | 15.0 | 372 | 336 | 372 | 360 | 372 | 360 | 372 | 372 | 360 | 372 | 360 | 372 | 47.177 | 42.6115 | 47.177 | 45.6552 | 47.177 | 45.6552 | 47.177 | 47.177 | 45.6552 | 47.177 | 45.6552 | 47.177 | 4380 | 555.4716 | 0.040051
5979 | Fan Coil | Fan Coil Unit | 4-FC-4-01 | Uniform | 0.17 | [5 empty] | 0.17 | 0.75 | 0.75 | 0.7 | 0.12682 |  | 0.8 | AHU-4 | 15.0 | 372 | 336 | 372 | 360 | 372 | 360 | 372 | 372 | 360 | 372 | 360 | 372 | 47.177 | 42.6115 | 47.177 | 45.6552 | 47.177 | 45.6552 | 47.177 | 47.177 | 45.6552 | 47.177 | 45.6552 | 47.177 | 4380 | 555.4716 | 0.040051
5980 | Fan Coil | Fan Coil Unit | 4-FC-4-02 | Uniform | 0.17 | [5 empty] | 0.17 | 0.75 | 0.75 | 0.7 | 0.12682 |  | 0.8 | AHU-4 | 15.0 | 372 | 336 | 372 | 360 | 372 | 360 | 372 | 372 | 360 | 372 | 360 | 372 | 47.177 | 42.6115 | 47.177 | 45.6552 | 47.177 | 45.6552 | 47.177 | 47.177 | 45.6552 | 47.177 | 45.6552 | 47.177 | 4380 | 555.4716 | 0.040051
5981 | Fan Coil | Fan Coil Unit | 4-FC-4-03 | Uniform | 0.17 | [5 empty] | 0.17 | 0.75 | 0.75 | 0.7 | 0.12682 |  | 0.8 | AHU-4 | 15.0 | 372 | 336 | 372 | 360 | 372 | 360 | 372 | 372 | 360 | 372 | 360 | 372 | 47.177 | 42.6115 | 47.177 | 45.6552 | 47.177 | 45.6552 | 47.177 | 47.177 | 45.6552 | 47.177 | 45.6552 | 47.177 | 4380 | 555.4716 | 0.040051
5982 | Fan Coil | Fan Coil Unit | 5-FC-2-01 | Uniform | 0.17 | [5 empty] | 0.17 | 0.75 | 0.75 | 0.7 | 0.12682 |  | 0.8 | AHU-4 | 15.0 | 372 | 336 | 372 | 360 | 372 | 360 | 372 | 372 | 360 | 372 | 360 | 372 | 47.177 | 42.6115 | 47.177 | 45.6552 | 47.177 | 45.6552 | 47.177 | 47.177 | 45.6552 | 47.177 | 45.6552 | 47.177 | 4380 | 555.4716 | 0.040051
5983 | Fan Coil | Fan Coil Unit | 5-FC-2-02 | Uniform | 0.17 | [5 empty] | 0.17 | 0.75 | 0.75 | 0.7 | 0.12682 |  | 0.8 | AHU-4 | 15.0 | 372 | 336 | 372 | 360 | 372 | 360 | 372 | 372 | 360 | 372 | 360 | 372 | 47.177 | 42.6115 | 47.177 | 45.6552 | 47.177 | 45.6552 | 47.177 | 47.177 | 45.6552 | 47.177 | 45.6552 | 47.177 | 4380 | 555.4716 | 0.040051
5984 | Fan Coil | Fan Coil Unit | 5-FC-2-03 | Uniform | 0.17 | [5 empty] | 0.17 | 0.75 | 0.75 | 0.7 | 0.12682 |  | 0.8 | AHU-4 | 15.0 | 372 | 336 | 372 | 360 | 372 | 360 | 372 | 372 | 360 | 372 | 360 | 372 | 47.177 | 42.6115 | 47.177 | 45.6552 | 47.177 | 45.6552 | 47.177 | 47.177 | 45.6552 | 47.177 | 45.6552 | 47.177 | 4380 | 555.4716 | 0.040051
5985 | Fan Coil | Fan Coil Unit | 5-FC-2-04 | Uniform | 0.17 | [5 empty] | 0.17 | 0.75 | 0.75 | 0.7 | 0.12682 |  | 0.8 | AHU-4 | 15.0 | 372 | 336 | 372 | 360 | 372 | 360 | 372 | 372 | 360 | 372 | 360 | 372 | 47.177 | 42.6115 | 47.177 | 45.6552 | 47.177 | 45.6552 | 47.177 | 47.177 | 45.6552 | 47.177 | 45.6552 | 47.177 | 4380 | 555.4716 | 0.040051
5986 | Fan Coil | Fan Coil Unit | 5-FC-2-05 | Uniform | 0.17 | [5 empty] | 0.17 | 0.75 | 0.75 | 0.7 | 0.12682 |  | 0.8 | AHU-4 | 15.0 | 372 | 336 | 372 | 360 | 372 | 360 | 372 | 372 | 360 | 372 | 360 | 372 | 47.177 | 42.6115 | 47.177 | 45.6552 | 47.177 | 45.6552 | 47.177 | 47.177 | 45.6552 | 47.177 | 45.6552 | 47.177 | 4380 | 555.4716 | 0.040051
5987 | Fan Coil | Fan Coil Unit | 5-FC-2-06 | Uniform | 0.17 | [5 empty] | 0.17 | 0.75 | 0.75 | 0.7 | 0.12682 |  | 0.8 | AHU-4 | 15.0 | 372 | 336 | 372 | 360 | 372 | 360 | 372 | 372 | 360 | 372 | 360 | 372 | 47.177 | 42.6115 | 47.177 | 45.6552 | 47.177 | 45.6552 | 47.177 | 47.177 | 45.6552 | 47.177 | 45.6552 | 47.177 | 4380 | 555.4716 | 0.040051
5988 | Fan Coil | Fan Coil Unit | 5-FC-2-07 | Uniform | 0.17 | [5 empty] | 0.17 | 0.75 | 0.75 | 0.7 | 0.12682 |  | 0.8 | AHU-4 | 15.0 | 372 | 336 | 372 | 360 | 372 | 360 | 372 | 372 | 360 | 372 | 360 | 372 | 47.177 | 42.6115 | 47.177 | 45.6552 | 47.177 | 45.6552 | 47.177 | 47.177 | 45.6552 | 47.177 | 45.6552 | 47.177 | 4380 | 555.4716 | 0.040051
5989 | Fan Coil | Fan Coil Unit | 5-FC-2-08 | Uniform | 0.17 | [5 empty] | 0.17 | 0.75 | 0.75 | 0.7 | 0.12682 |  | 0.8 | AHU-4 | 15.0 | 372 | 336 | 372 | 360 | 372 | 360 | 372 | 372 | 360 | 372 | 360 | 372 | 47.177 | 42.6115 | 47.177 | 45.6552 | 47.177 | 45.6552 | 47.177 | 47.177 | 45.6552 | 47.177 | 45.6552 | 47.177 | 4380 | 555.4716 | 0.040051
5990 | Fan Coil | Fan Coil Unit | 5-FC-3-01 | Uniform | 0.17 | [5 empty] | 0.17 | 0.75 | 0.75 | 0.7 | 0.12682 |  | 0.8 | AHU-4 | 15.0 | 372 | 336 | 372 | 360 | 372 | 360 | 372 | 372 | 360 | 372 | 360 | 372 | 47.177 | 42.6115 | 47.177 | 45.6552 | 47.177 | 45.6552 | 47.177 | 47.177 | 45.6552 | 47.177 | 45.6552 | 47.177 | 4380 | 555.4716 | 0.040051
5991 | Fan Coil | Fan Coil Unit | 5-FC-3-02 | Uniform | 0.17 | [5 empty] | 0.17 | 0.75 | 0.75 | 0.7 | 0.12682 |  | 0.8 | AHU-4 | 15.0 | 372 | 336 | 372 | 360 | 372 | 360 | 372 | 372 | 360 | 372 | 360 | 372 | 47.177 | 42.6115 | 47.177 | 45.6552 | 47.177 | 45.6552 | 47.177 | 47.177 | 45.6552 | 47.177 | 45.6552 | 47.177 | 4380 | 555.4716 | 0.040051
5992 | Fan Coil | Fan Coil Unit | 5-FC-3-03 | Uniform | 0.17 | [5 empty] | 0.17 | 0.75 | 0.75 | 0.7 | 0.12682 |  | 0.8 | AHU-4 | 15.0 | 372 | 336 | 372 | 360 | 372 | 360 | 372 | 372 | 360 | 372 | 360 | 372 | 47.177 | 42.6115 | 47.177 | 45.6552 | 47.177 | 45.6552 | 47.177 | 47.177 | 45.6552 | 47.177 | 45.6552 | 47.177 | 4380 | 555.4716 | 0.040051
5993 | Fan Coil | Fan Coil Unit | 5-FC-3-04 | Uniform | 0.17 | [5 empty] | 0.17 | 0.75 | 0.75 | 0.7 | 0.12682 |  | 0.8 | AHU-4 | 15.0 | 372 | 336 | 372 | 360 | 372 | 360 | 372 | 372 | 360 | 372 | 360 | 372 | 47.177 | 42.6115 | 47.177 | 45.6552 | 47.177 | 45.6552 | 47.177 | 47.177 | 45.6552 | 47.177 | 45.6552 | 47.177 | 4380 | 555.4716 | 0.040051
5994 | Fan Coil | Fan Coil Unit | 5-FC-3-05 | Uniform | 0.17 | [5 empty] | 0.17 | 0.75 | 0.75 | 0.7 | 0.12682 |  | 0.8 | AHU-4 | 15.0 | 372 | 336 | 372 | 360 | 372 | 360 | 372 | 372 | 360 | 372 | 360 | 372 | 47.177 | 42.6115 | 47.177 | 45.6552 | 47.177 | 45.6552 | 47.177 | 47.177 | 45.6552 | 47.177 | 45.6552 | 47.177 | 4380 | 555.4716 | 0.040051
5995 | Fan Coil | Fan Coil Unit | 5-FC-3-06 | Uniform | 0.17 | [5 empty] | 0.17 | 0.75 | 0.75 | 0.7 | 0.12682 |  | 0.8 | AHU-4 | 15.0 | 372 | 336 | 372 | 360 | 372 | 360 | 372 | 372 | 360 | 372 | 360 | 372 | 47.177 | 42.6115 | 47.177 | 45.6552 | 47.177 | 45.6552 | 47.177 | 47.177 | 45.6552 | 47.177 | 45.6552 | 47.177 | 4380 | 555.4716 | 0.040051
5996 | Fan Coil | Fan Coil Unit | 5-FC-3-07 | Uniform | 0.17 | [5 empty] | 0.17 | 0.75 | 0.75 | 0.7 | 0.12682 |  | 0.8 | AHU-4 | 15.0 | 372 | 336 | 372 | 360 | 372 | 360 | 372 | 372 | 360 | 372 | 360 | 372 | 47.177 | 42.6115 | 47.177 | 45.6552 | 47.177 | 45.6552 | 47.177 | 47.177 | 45.6552 | 47.177 | 45.6552 | 47.177 | 4380 | 555.4716 | 0.040051
5997 | Fan Coil | Fan Coil Unit | 5-FC-3-08 | Uniform | 0.17 | [5 empty] | 0.17 | 0.75 | 0.75 | 0.7 | 0.12682 |  | 0.8 | AHU-4 | 15.0 | 372 | 336 | 372 | 360 | 372 | 360 | 372 | 372 | 360 | 372 | 360 | 372 | 47.177 | 42.6115 | 47.177 | 45.6552 | 47.177 | 45.6552 | 47.177 | 47.177 | 45.6552 | 47.177 | 45.6552 | 47.177 | 4380 | 555.4716 | 0.040051
5998 | Fan Coil | Fan Coil Unit | 5-FC-3-09 | Uniform | 0.17 | [5 empty] | 0.17 | 0.75 | 0.75 | 0.7 | 0.12682 |  | 0.8 | AHU-4 | 15.0 | 372 | 336 | 372 | 360 | 372 | 360 | 372 | 372 | 360 | 372 | 360 | 372 | 47.177 | 42.6115 | 47.177 | 45.6552 | 47.177 | 45.6552 | 47.177 | 47.177 | 45.6552 | 47.177 | 45.6552 | 47.177 | 4380 | 555.4716 | 0.040051
5999 | Fan Coil | Fan Coil Unit | 5-FC-3-10 | Uniform | 0.17 | [5 empty] | 0.17 | 0.75 | 0.75 | 0.7 | 0.12682 |  | 0.8 | AHU-4 | 15.0 | 372 | 336 | 372 | 360 | 372 | 360 | 372 | 372 | 360 | 372 | 360 | 372 | 47.177 | 42.6115 | 47.177 | 45.6552 | 47.177 | 45.6552 | 47.177 | 47.177 | 45.6552 | 47.177 | 45.6552 | 47.177 | 4380 | 555.4716 | 0.040051
6000 | Fan Coil | Fan Coil Unit | 5-FC-3-11 | Uniform | 0.17 | [5 empty] | 0.17 | 0.75 | 0.75 | 0.7 | 0.12682 |  | 0.8 | AHU-4 | 15.0 | 372 | 336 | 372 | 360 | 372 | 360 | 372 | 372 | 360 | 372 | 360 | 372 | 47.177 | 42.6115 | 47.177 | 45.6552 | 47.177 | 45.6552 | 47.177 | 47.177 | 45.6552 | 47.177 | 45.6552 | 47.177 | 4380 | 555.4716 | 0.040051
6001 | Fan Coil | Fan Coil Unit | 5-FC-3-12 | Uniform | 0.17 | [5 empty] | 0.17 | 0.75 | 0.75 | 0.7 | 0.12682 |  | 0.8 | AHU-4 | 15.0 | 372 | 336 | 372 | 360 | 372 | 360 | 372 | 372 | 360 | 372 | 360 | 372 | 47.177 | 42.6115 | 47.177 | 45.6552 | 47.177 | 45.6552 | 47.177 | 47.177 | 45.6552 | 47.177 | 45.6552 | 47.177 | 4380 | 555.4716 | 0.040051
6002 | Fan Coil | Fan Coil Unit | 5-FC-4-01 | Uniform | 0.17 | [5 empty] | 0.17 | 0.75 | 0.75 | 0.7 | 0.12682 |  | 0.8 | AHU-4 | 15.0 | 372 | 336 | 372 | 360 | 372 | 360 | 372 | 372 | 360 | 372 | 360 | 372 | 47.177 | 42.6115 | 47.177 | 45.6552 | 47.177 | 45.6552 | 47.177 | 47.177 | 45.6552 | 47.177 | 45.6552 | 47.177 | 4380 | 555.4716 | 0.040051
6003 | Fan Coil | Fan Coil Unit | 5-FC-4-03 | Uniform | 0.17 | [5 empty] | 0.17 | 0.75 | 0.75 | 0.7 | 0.12682 |  | 0.8 | AHU-4 | 15.0 | 372 | 336 | 372 | 360 | 372 | 360 | 372 | 372 | 360 | 372 | 360 | 372 | 47.177 | 42.6115 | 47.177 | 45.6552 | 47.177 | 45.6552 | 47.177 | 47.177 | 45.6552 | 47.177 | 45.6552 | 47.177 | 4380 | 555.4716 | 0.040051
6004 | Fan Coil | Fan Coil Unit | 5-FC-4-04 | Uniform | 0.17 | [5 empty] | 0.17 | 0.75 | 0.75 | 0.7 | 0.12682 |  | 0.8 | AHU-4 | 15.0 | 372 | 336 | 372 | 360 | 372 | 360 | 372 | 372 | 360 | 372 | 360 | 372 | 47.177 | 42.6115 | 47.177 | 45.6552 | 47.177 | 45.6552 | 47.177 | 47.177 | 45.6552 | 47.177 | 45.6552 | 47.177 | 4380 | 555.4716 | 0.040051
6005 | Fan Coil | Fan Coil Unit | 5-FC-4-05 | Uniform | 0.17 | [5 empty] | 0.17 | 0.75 | 0.75 | 0.7 | 0.12682 |  | 0.8 | AHU-4 | 15.0 | 372 | 336 | 372 | 360 | 372 | 360 | 372 | 372 | 360 | 372 | 360 | 372 | 47.177 | 42.6115 | 47.177 | 45.6552 | 47.177 | 45.6552 | 47.177 | 47.177 | 45.6552 | 47.177 | 45.6552 | 47.177 | 4380 | 555.4716 | 0.040051
6006 | Fan Coil | Fan Coil Unit | 5-FC-4-06 | Uniform | 0.17 | [5 empty] | 0.17 | 0.75 | 0.75 | 0.7 | 0.12682 |  | 0.8 | AHU-4 | 15.0 | 372 | 336 | 372 | 360 | 372 | 360 | 372 | 372 | 360 | 372 | 360 | 372 | 47.177 | 42.6115 | 47.177 | 45.6552 | 47.177 | 45.6552 | 47.177 | 47.177 | 45.6552 | 47.177 | 45.6552 | 47.177 | 4380 | 555.4716 | 0.040051
6007 | Fan Coil | Fan Coil Unit | 5-FC-4-07 | Uniform | 0.17 | [5 empty] | 0.17 | 0.75 | 0.75 | 0.7 | 0.12682 |  | 0.8 | AHU-4 | 15.0 | 372 | 336 | 372 | 360 | 372 | 360 | 372 | 372 | 360 | 372 | 360 | 372 | 47.177 | 42.6115 | 47.177 | 45.6552 | 47.177 | 45.6552 | 47.177 | 47.177 | 45.6552 | 47.177 | 45.6552 | 47.177 | 4380 | 555.4716 | 0.040051
6008 | Fan Coil | Fan Coil Unit | 5-FC-4-08 | Uniform | 0.17 | [5 empty] | 0.17 | 0.75 | 0.75 | 0.7 | 0.12682 |  | 0.8 | AHU-4 | 15.0 | 372 | 336 | 372 | 360 | 372 | 360 | 372 | 372 | 360 | 372 | 360 | 372 | 47.177 | 42.6115 | 47.177 | 45.6552 | 47.177 | 45.6552 | 47.177 | 47.177 | 45.6552 | 47.177 | 45.6552 | 47.177 | 4380 | 555.4716 | 0.040051
6009 | Fan Coil | Fan Coil Unit | 5-FC-4-09 | Uniform | 0.17 | [5 empty] | 0.17 | 0.75 | 0.75 | 0.7 | 0.12682 |  | 0.8 | AHU-4 | 15.0 | 372 | 336 | 372 | 360 | 372 | 360 | 372 | 372 | 360 | 372 | 360 | 372 | 47.177 | 42.6115 | 47.177 | 45.6552 | 47.177 | 45.6552 | 47.177 | 47.177 | 45.6552 | 47.177 | 45.6552 | 47.177 | 4380 | 555.4716 | 0.040051
6010 | Fan Coil | Fan Coil Unit | 5-FC-4-10 | Uniform | 0.17 | [5 empty] | 0.17 | 0.75 | 0.75 | 0.7 | 0.12682 |  | 0.8 | AHU-4 | 15.0 | 372 | 336 | 372 | 360 | 372 | 360 | 372 | 372 | 360 | 372 | 360 | 372 | 47.177 | 42.6115 | 47.177 | 45.6552 | 47.177 | 45.6552 | 47.177 | 47.177 | 45.6552 | 47.177 | 45.6552 | 47.177 | 4380 | 555.4716 | 0.040051
6011 | Fan Coil | Fan Coil Unit | 5-FC-4-11 | Uniform | 0.17 | [5 empty] | 0.17 | 0.75 | 0.75 | 0.7 | 0.12682 |  | 0.8 | AHU-4 | 15.0 | 372 | 336 | 372 | 360 | 372 | 360 | 372 | 372 | 360 | 372 | 360 | 372 | 47.177 | 42.6115 | 47.177 | 45.6552 | 47.177 | 45.6552 | 47.177 | 47.177 | 45.6552 | 47.177 | 45.6552 | 47.177 | 4380 | 555.4716 | 0.040051
6012 | Fan Coil | Fan Coil Unit | 5-FC-4-12 | Uniform | 0.17 | [5 empty] | 0.17 | 0.75 | 0.75 | 0.7 | 0.12682 |  | 0.8 | AHU-4 | 15.0 | 372 | 336 | 372 | 360 | 372 | 360 | 372 | 372 | 360 | 372 | 360 | 372 | 47.177 | 42.6115 | 47.177 | 45.6552 | 47.177 | 45.6552 | 47.177 | 47.177 | 45.6552 | 47.177 | 45.6552 | 47.177 | 4380 | 555.4716 | 0.040051
6013 | Fan Coil | Fan Coil Unit | 5-FC-4-13 | Uniform | 0.17 | [5 empty] | 0.17 | 0.75 | 0.75 | 0.7 | 0.12682 |  | 0.8 | AHU-4 | 15.0 | 372 | 336 | 372 | 360 | 372 | 360 | 372 | 372 | 360 | 372 | 360 | 372 | 47.177 | 42.6115 | 47.177 | 45.6552 | 47.177 | 45.6552 | 47.177 | 47.177 | 45.6552 | 47.177 | 45.6552 | 47.177 | 4380 | 555.4716 | 0.040051
6014 | Fan Coil | Fan Coil Unit | 5-FC-4-14 | Uniform | 0.17 | [5 empty] | 0.17 | 0.75 | 0.75 | 0.7 | 0.12682 |  | 0.8 | AHU-4 | 15.0 | 372 | 336 | 372 | 360 | 372 | 360 | 372 | 372 | 360 | 372 | 360 | 372 | 47.177 | 42.6115 | 47.177 | 45.6552 | 47.177 | 45.6552 | 47.177 | 47.177 | 45.6552 | 47.177 | 45.6552 | 47.177 | 4380 | 555.4716 | 0.040051
6015 | Fan Coil | Fan Coil Unit | 5-FC-4-15 | Uniform | 0.17 | [5 empty] | 0.17 | 0.75 | 0.75 | 0.7 | 0.12682 |  | 0.8 | AHU-4 | 15.0 | 372 | 336 | 372 | 360 | 372 | 360 | 372 | 372 | 360 | 372 | 360 | 372 | 47.177 | 42.6115 | 47.177 | 45.6552 | 47.177 | 45.6552 | 47.177 | 47.177 | 45.6552 | 47.177 | 45.6552 | 47.177 | 4380 | 555.4716 | 0.040051
6016 | Fan Coil | Fan Coil Unit | 5-FC-4-16 | Uniform | 0.17 | [5 empty] | 0.17 | 0.75 | 0.75 | 0.7 | 0.12682 |  | 0.8 | AHU-4 | 15.0 | 372 | 336 | 372 | 360 | 372 | 360 | 372 | 372 | 360 | 372 | 360 | 372 | 47.177 | 42.6115 | 47.177 | 45.6552 | 47.177 | 45.6552 | 47.177 | 47.177 | 45.6552 | 47.177 | 45.6552 | 47.177 | 4380 | 555.4716 | 0.040051
6017 | Pump |  | P-15 | Uniform | 0.17 | [5 empty] | 0.17 | 0.75 | 0.75 | 0.7 | 0.12682 |  | 0.5 | All Day | 24.0 | 372 | 336 | 372 | 360 | 372 | 360 | 372 | 372 | 360 | 372 | 360 | 372 | 47.177 | 42.6115 | 47.177 | 45.6552 | 47.177 | 45.6552 | 47.177 | 47.177 | 45.6552 | 47.177 | 45.6552 | 47.177 | 4380 | 555.4716 | 0.059406
6018 | Pump | Circulation Pump P-20 | P-20 | Uniform | 0.17 | [5 empty] | 0.17 | 0.75 | 0.75 | 0.7 | 0.12682 |  | 0.5 | All Day | 24.0 | 372 | 336 | 372 | 360 | 372 | 360 | 372 | 372 | 360 | 372 | 360 | 372 | 47.177 | 42.6115 | 47.177 | 45.6552 | 47.177 | 45.6552 | 47.177 | 47.177 | 45.6552 | 47.177 | 45.6552 | 47.177 | 4380 | 555.4716 | 0.059406
6019 | Pump |  | P-15 | Uniform | 0.17 | [5 empty] | 0.17 | 0.75 | 0.75 | 0.7 | 0.12682 |  | 0.5 | All Day | 24.0 | 372 | 336 | 372 | 360 | 372 | 360 | 372 | 372 | 360 | 372 | 360 | 372 | 47.177 | 42.6115 | 47.177 | 45.6552 | 47.177 | 45.6552 | 47.177 | 47.177 | 45.6552 | 47.177 | 45.6552 | 47.177 | 4380 | 555.4716 | 0.053972
6020 | Pump | Circulation Pump P-20 | P-20 | Uniform | 0.17 | [5 empty] | 0.17 | 0.75 | 0.75 | 0.7 | 0.12682 |  | 0.5 | All Day | 24.0 | 372 | 336 | 372 | 360 | 372 | 360 | 372 | 372 | 360 | 372 | 360 | 372 | 47.177 | 42.6115 | 47.177 | 45.6552 | 47.177 | 45.6552 | 47.177 | 47.177 | 45.6552 | 47.177 | 45.6552 | 47.177 | 4380 | 555.4716 | 0.053972
6021 | Pump | DHW Circ | P-5 | Uniform | 0.17 | [5 empty] | 0.17 | 0.75 | 0.75 | 0.7 | 0.12682 |  | 1 | All Day | 24.0 | 744 | 672 | 744 | 720 | 744 | 720 | 744 | 744 | 720 | 744 | 720 | 744 | 94.3541 | 85.223 | 94.3541 | 91.3104 | 94.3541 | 91.3104 | 94.3541 | 94.3541 | 91.3104 | 94.3541 | 91.3104 | 94.3541 | 8760 | 1110.9432 | 0.73496
6022 | Ventilation | Exhaust Fan | EF-3 | EF | 0.17 | [5 empty] | 0.17 | 0.75 | 0.75 | 0.7 | 0.12682 |  | 1 |  | 24.0 | 744 | 672 | 744 | 720 | 744 | 720 | 744 | 744 | 720 | 744 | 720 | 744 | 94.3541 | 85.223 | 94.3541 | 91.3104 | 94.3541 | 91.3104 | 94.3541 | 94.3541 | 91.3104 | 94.3541 | 91.3104 | 94.3541 | 8760 | 1110.9432 | 0.077506
6023 | Ventilation | Exhaust Fan | EF-6 | EF | 0.17 | [5 empty] | 0.17 | 0.75 | 0.75 | 0.7 | 0.12682 |  | 1 |  | 24.0 | 744 | 672 | 744 | 720 | 744 | 720 | 744 | 744 | 720 | 744 | 720 | 744 | 94.3541 | 85.223 | 94.3541 | 91.3104 | 94.3541 | 91.3104 | 94.3541 | 94.3541 | 91.3104 | 94.3541 | 91.3104 | 94.3541 | 8760 | 1110.9432 | 0.077506
6024 | Ventilation | Exhaust Fan | EF-10 | EF | 0.17 | [5 empty] | 0.17 | 0.75 | 0.75 | 0.7 | 0.12682 |  | 1 |  | 24.0 | 744 | 672 | 744 | 720 | 744 | 720 | 744 | 744 | 720 | 744 | 720 | 744 | 94.3541 | 85.223 | 94.3541 | 91.3104 | 94.3541 | 91.3104 | 94.3541 | 94.3541 | 91.3104 | 94.3541 | 91.3104 | 94.3541 | 8760 | 1110.9432 | 0.077506
6025 | Ventilation | Exhaust Fan | EF-19 | Uniform | 0.17 | [5 empty] | 0.17 | 0.75 | 0.75 | 0.7 | 0.12682 |  | 1 |  | 24.0 | 744 | 672 | 744 | 720 | 744 | 720 | 744 | 744 | 720 | 744 | 720 | 744 | 94.3541 | 85.223 | 94.3541 | 91.3104 | 94.3541 | 91.3104 | 94.3541 | 94.3541 | 91.3104 | 94.3541 | 91.3104 | 94.3541 | 8760 | 1110.9432 | 0.077506
6026 | Ventilation | Exhaust Fan | EF-28 | Uniform | 0.17 | [5 empty] | 0.17 | 0.75 | 0.75 | 0.7 | 0.12682 |  | 1 |  | 24.0 | 744 | 672 | 744 | 720 | 744 | 720 | 744 | 744 | 720 | 744 | 720 | 744 | 94.3541 | 85.223 | 94.3541 | 91.3104 | 94.3541 | 91.3104 | 94.3541 | 94.3541 | 91.3104 | 94.3541 | 91.3104 | 94.3541 | 8760 | 1110.9432 | 0.077506
6027 | Ventilation | Exhaust Fan | EF-31 | EF | 0.17 | [5 empty] | 0.17 | 0.75 | 0.75 | 0.7 | 0.12682 |  | 1 |  | 24.0 | 744 | 672 | 744 | 720 | 744 | 720 | 744 | 744 | 720 | 744 | 720 | 744 | 94.3541 | 85.223 | 94.3541 | 91.3104 | 94.3541 | 91.3104 | 94.3541 | 94.3541 | 91.3104 | 94.3541 | 91.3104 | 94.3541 | 8760 | 1110.9432 | 0.077506
6028 | Ventilation | Exhaust Fan | EF-32 | EF | 0.17 | [5 empty] | 0.17 | 0.75 | 0.75 | 0.7 | 0.12682 |  | 1 |  | 24.0 | 744 | 672 | 744 | 720 | 744 | 720 | 744 | 744 | 720 | 744 | 720 | 744 | 94.3541 | 85.223 | 94.3541 | 91.3104 | 94.3541 | 91.3104 | 94.3541 | 94.3541 | 91.3104 | 94.3541 | 91.3104 | 94.3541 | 8760 | 1110.9432 | 0.077506
6029 | Ventilation | Exhaust Fan | EF-33 | EF | 0.17 | [5 empty] | 0.17 | 0.75 | 0.75 | 0.7 | 0.12682 |  | 1 |  | 24.0 | 744 | 672 | 744 | 720 | 744 | 720 | 744 | 744 | 720 | 744 | 720 | 744 | 94.3541 | 85.223 | 94.3541 | 91.3104 | 94.3541 | 91.3104 | 94.3541 | 94.3541 | 91.3104 | 94.3541 | 91.3104 | 94.3541 | 8760 | 1110.9432 | 0.077506
6030 | Ventilation | Exhaust Fan | EF-34 | EF | 0.17 | [5 empty] | 0.17 | 0.75 | 0.75 | 0.7 | 0.12682 |  | 1 |  | 24.0 | 744 | 672 | 744 | 720 | 744 | 720 | 744 | 744 | 720 | 744 | 720 | 744 | 94.3541 | 85.223 | 94.3541 | 91.3104 | 94.3541 | 91.3104 | 94.3541 | 94.3541 | 91.3104 | 94.3541 | 91.3104 | 94.3541 | 8760 | 1110.9432 | 0.077506
6031 | Ventilation | Exhaust Fan | EF-35 | EF | 0.17 | [5 empty] | 0.17 | 0.75 | 0.75 | 0.7 | 0.12682 |  | 1 |  | 24.0 | 744 | 672 | 744 | 720 | 744 | 720 | 744 | 744 | 720 | 744 | 720 | 744 | 94.3541 | 85.223 | 94.3541 | 91.3104 | 94.3541 | 91.3104 | 94.3541 | 94.3541 | 91.3104 | 94.3541 | 91.3104 | 94.3541 | 8760 | 1110.9432 | 0.077506
6032 | Ventilation | Exhaust Fan | EF-41 | EF | 0.17 | [5 empty] | 0.17 | 0.75 | 0.75 | 0.7 | 0.12682 |  | 1 |  | 24.0 | 744 | 672 | 744 | 720 | 744 | 720 | 744 | 744 | 720 | 744 | 720 | 744 | 94.3541 | 85.223 | 94.3541 | 91.3104 | 94.3541 | 91.3104 | 94.3541 | 94.3541 | 91.3104 | 94.3541 | 91.3104 | 94.3541 | 8760 | 1110.9432 | 0.077506
6033 | Ventilation | Exhaust Fan | EF-42 | EF | 0.17 | [5 empty] | 0.17 | 0.75 | 0.75 | 0.7 | 0.12682 |  | 1 |  | 24.0 | 744 | 672 | 744 | 720 | 744 | 720 | 744 | 744 | 720 | 744 | 720 | 744 | 94.3541 | 85.223 | 94.3541 | 91.3104 | 94.3541 | 91.3104 | 94.3541 | 94.3541 | 91.3104 | 94.3541 | 91.3104 | 94.3541 | 8760 | 1110.9432 | 0.077506
6034 | Ventilation | Exhaust Fan | EF-45 | EF | 0.17 | [5 empty] | 0.17 | 0.75 | 0.75 | 0.7 | 0.12682 |  | 1 |  | 24.0 | 744 | 672 | 744 | 720 | 744 | 720 | 744 | 744 | 720 | 744 | 720 | 744 | 94.3541 | 85.223 | 94.3541 | 91.3104 | 94.3541 | 91.3104 | 94.3541 | 94.3541 | 91.3104 | 94.3541 | 91.3104 | 94.3541 | 8760 | 1110.9432 | 0.077506
6035 | Ventilation | Exhaust Fan | EF-46 | Uniform | 0.17 | [5 empty] | 0.17 | 0.75 | 0.75 | 0.7 | 0.12682 |  | 1 |  | 24.0 | 744 | 672 | 744 | 720 | 744 | 720 | 744 | 744 | 720 | 744 | 720 | 744 | 94.3541 | 85.223 | 94.3541 | 91.3104 | 94.3541 | 91.3104 | 94.3541 | 94.3541 | 91.3104 | 94.3541 | 91.3104 | 94.3541 | 8760 | 1110.9432 | 0.077506
6036 | Ventilation | Exhaust Fan | EF-48 | EF | 0.17 | [5 empty] | 0.17 | 0.75 | 0.75 | 0.7 | 0.12682 |  | 1 |  | 24.0 | 744 | 672 | 744 | 720 | 744 | 720 | 744 | 744 | 720 | 744 | 720 | 744 | 94.3541 | 85.223 | 94.3541 | 91.3104 | 94.3541 | 91.3104 | 94.3541 | 94.3541 | 91.3104 | 94.3541 | 91.3104 | 94.3541 | 8760 | 1110.9432 | 0.077506
6037 | Ventilation | Exhaust Fan | EF-50 | EF | 0.17 | [5 empty] | 0.17 | 0.75 | 0.75 | 0.7 | 0.12682 |  | 1 |  | 24.0 | 744 | 672 | 744 | 720 | 744 | 720 | 744 | 744 | 720 | 744 | 720 | 744 | 94.3541 | 85.223 | 94.3541 | 91.3104 | 94.3541 | 91.3104 | 94.3541 | 94.3541 | 91.3104 | 94.3541 | 91.3104 | 94.3541 | 8760 | 1110.9432 | 0.077506
6038 | Ventilation | Exhaust Fan | EF-51 | EF | 0.17 | [5 empty] | 0.17 | 0.75 | 0.75 | 0.7 | 0.12682 |  | 1 |  | 24.0 | 744 | 672 | 744 | 720 | 744 | 720 | 744 | 744 | 720 | 744 | 720 | 744 | 94.3541 | 85.223 | 94.3541 | 91.3104 | 94.3541 | 91.3104 | 94.3541 | 94.3541 | 91.3104 | 94.3541 | 91.3104 | 94.3541 | 8760 | 1110.9432 | 0.077506
6039 | Ventilation | Exhaust Fan | EF-52 | Uniform | 0.17 | [5 empty] | 0.17 | 0.75 | 0.75 | 0.7 | 0.12682 |  | 1 |  | 24.0 | 744 | 672 | 744 | 720 | 744 | 720 | 744 | 744 | 720 | 744 | 720 | 744 | 94.3541 | 85.223 | 94.3541 | 91.3104 | 94.3541 | 91.3104 | 94.3541 | 94.3541 | 91.3104 | 94.3541 | 91.3104 | 94.3541 | 8760 | 1110.9432 | 0.077506
6040 | Ventilation | Exhaust Fan | EF-54 | EF | 0.17 | [5 empty] | 0.17 | 0.75 | 0.75 | 0.7 | 0.12682 |  | 1 |  | 24.0 | 744 | 672 | 744 | 720 | 744 | 720 | 744 | 744 | 720 | 744 | 720 | 744 | 94.3541 | 85.223 | 94.3541 | 91.3104 | 94.3541 | 91.3104 | 94.3541 | 94.3541 | 91.3104 | 94.3541 | 91.3104 | 94.3541 | 8760 | 1110.9432 | 0.077506
6041 | Ventilation | Exhaust Fan | EF-65 | EF | 0.17 | [5 empty] | 0.17 | 0.75 | 0.75 | 0.7 | 0.12682 |  | 1 |  | 24.0 | 744 | 672 | 744 | 720 | 744 | 720 | 744 | 744 | 720 | 744 | 720 | 744 | 94.3541 | 85.223 | 94.3541 | 91.3104 | 94.3541 | 91.3104 | 94.3541 | 94.3541 | 91.3104 | 94.3541 | 91.3104 | 94.3541 | 8760 | 1110.9432 | 0.077506
6042 | Ventilation | Exhaust Fan | EF-66 | EF | 0.17 | [5 empty] | 0.17 | 0.75 | 0.75 | 0.7 | 0.12682 |  | 1 |  | 24.0 | 744 | 672 | 744 | 720 | 744 | 720 | 744 | 744 | 720 | 744 | 720 | 744 | 94.3541 | 85.223 | 94.3541 | 91.3104 | 94.3541 | 91.3104 | 94.3541 | 94.3541 | 91.3104 | 94.3541 | 91.3104 | 94.3541 | 8760 | 1110.9432 | 0.077506
6043 | Ventilation | Exhaust Fan | EF-70 | EF | 0.17 | [5 empty] | 0.17 | 0.75 | 0.75 | 0.7 | 0.12682 |  | 1 |  | 24.0 | 744 | 672 | 744 | 720 | 744 | 720 | 744 | 744 | 720 | 744 | 720 | 744 | 94.3541 | 85.223 | 94.3541 | 91.3104 | 94.3541 | 91.3104 | 94.3541 | 94.3541 | 91.3104 | 94.3541 | 91.3104 | 94.3541 | 8760 | 1110.9432 | 0.077506
6044 | Ventilation | Exhaust Fan | EF-71 | EF | 0.17 | [5 empty] | 0.17 | 0.75 | 0.75 | 0.7 | 0.12682 |  | 1 |  | 24.0 | 744 | 672 | 744 | 720 | 744 | 720 | 744 | 744 | 720 | 744 | 720 | 744 | 94.3541 | 85.223 | 94.3541 | 91.3104 | 94.3541 | 91.3104 | 94.3541 | 94.3541 | 91.3104 | 94.3541 | 91.3104 | 94.3541 | 8760 | 1110.9432 | 0.077506
6045 | Ventilation | Exhaust Fan | EF-75 | EF | 0.17 | [5 empty] | 0.17 | 0.75 | 0.75 | 0.7 | 0.12682 |  | 1 |  | 24.0 | 744 | 672 | 744 | 720 | 744 | 720 | 744 | 744 | 720 | 744 | 720 | 744 | 94.3541 | 85.223 | 94.3541 | 91.3104 | 94.3541 | 91.3104 | 94.3541 | 94.3541 | 91.3104 | 94.3541 | 91.3104 | 94.3541 | 8760 | 1110.9432 | 0.077506
6046 | Ventilation | Exhaust Fan | EF-77 | EF | 0.17 | [5 empty] | 0.17 | 0.75 | 0.75 | 0.7 | 0.12682 |  | 1 |  | 24.0 | 744 | 672 | 744 | 720 | 744 | 720 | 744 | 744 | 720 | 744 | 720 | 744 | 94.3541 | 85.223 | 94.3541 | 91.3104 | 94.3541 | 91.3104 | 94.3541 | 94.3541 | 91.3104 | 94.3541 | 91.3104 | 94.3541 | 8760 | 1110.9432 | 0.077506
6047 | Ventilation | Exhaust Fan | EF-78 | EF | 0.17 | [5 empty] | 0.17 | 0.75 | 0.75 | 0.7 | 0.12682 |  | 1 |  | 24.0 | 744 | 672 | 744 | 720 | 744 | 720 | 744 | 744 | 720 | 744 | 720 | 744 | 94.3541 | 85.223 | 94.3541 | 91.3104 | 94.3541 | 91.3104 | 94.3541 | 94.3541 | 91.3104 | 94.3541 | 91.3104 | 94.3541 | 8760 | 1110.9432 | 0.077506
6048 | Ventilation | Exhaust Fan | EF-79 | EF | 0.17 | [5 empty] | 0.17 | 0.75 | 0.75 | 0.7 | 0.12682 |  | 1 |  | 24.0 | 744 | 672 | 744 | 720 | 744 | 720 | 744 | 744 | 720 | 744 | 720 | 744 | 94.3541 | 85.223 | 94.3541 | 91.3104 | 94.3541 | 91.3104 | 94.3541 | 94.3541 | 91.3104 | 94.3541 | 91.3104 | 94.3541 | 8760 | 1110.9432 | 0.077506
6049 | Ventilation | Exhaust Fan | EF-80 | EF | 0.17 | [5 empty] | 0.17 | 0.75 | 0.75 | 0.7 | 0.12682 |  | 1 |  | 24.0 | 744 | 672 | 744 | 720 | 744 | 720 | 744 | 744 | 720 | 744 | 720 | 744 | 94.3541 | 85.223 | 94.3541 | 91.3104 | 94.3541 | 91.3104 | 94.3541 | 94.3541 | 91.3104 | 94.3541 | 91.3104 | 94.3541 | 8760 | 1110.9432 | 0.077506
6050 | Ventilation | Exhaust Fan | EF-1 (EF-101) | Uniform | 0.17 | [5 empty] | 0.17 | 0.75 | 0.75 | 0.7 | 0.12682 |  | 1 | All Day | 24.0 | 744 | 672 | 744 | 720 | 744 | 720 | 744 | 744 | 720 | 744 | 720 | 744 | 94.3541 | 85.223 | 94.3541 | 91.3104 | 94.3541 | 91.3104 | 94.3541 | 94.3541 | 91.3104 | 94.3541 | 91.3104 | 94.3541 | 8760 | 1110.9432 | 0.12864
6051 | Ventilation | Exhaust Fan | EF-3 | EF | 0.17 | [5 empty] | 0.17 | 0.75 | 0.75 | 0.7 | 0.12682 |  | 1 |  | 24.0 | 744 | 672 | 744 | 720 | 744 | 720 | 744 | 744 | 720 | 744 | 720 | 744 | 94.3541 | 85.223 | 94.3541 | 91.3104 | 94.3541 | 91.3104 | 94.3541 | 94.3541 | 91.3104 | 94.3541 | 91.3104 | 94.3541 | 8760 | 1110.9432 | 0.078192
6052 | Ventilation | Exhaust Fan | EF-6 | EF | 0.17 | [5 empty] | 0.17 | 0.75 | 0.75 | 0.7 | 0.12682 |  | 1 |  | 24.0 | 744 | 672 | 744 | 720 | 744 | 720 | 744 | 744 | 720 | 744 | 720 | 744 | 94.3541 | 85.223 | 94.3541 | 91.3104 | 94.3541 | 91.3104 | 94.3541 | 94.3541 | 91.3104 | 94.3541 | 91.3104 | 94.3541 | 8760 | 1110.9432 | 0.078192
6053 | Ventilation | Exhaust Fan | EF-10 | EF | 0.17 | [5 empty] | 0.17 | 0.75 | 0.75 | 0.7 | 0.12682 |  | 1 |  | 24.0 | 744 | 672 | 744 | 720 | 744 | 720 | 744 | 744 | 720 | 744 | 720 | 744 | 94.3541 | 85.223 | 94.3541 | 91.3104 | 94.3541 | 91.3104 | 94.3541 | 94.3541 | 91.3104 | 94.3541 | 91.3104 | 94.3541 | 8760 | 1110.9432 | 0.078192
6054 | Ventilation | Exhaust Fan | EF-19 | Uniform | 0.17 | [5 empty] | 0.17 | 0.75 | 0.75 | 0.7 | 0.12682 |  | 1 |  | 24.0 | 744 | 672 | 744 | 720 | 744 | 720 | 744 | 744 | 720 | 744 | 720 | 744 | 94.3541 | 85.223 | 94.3541 | 91.3104 | 94.3541 | 91.3104 | 94.3541 | 94.3541 | 91.3104 | 94.3541 | 91.3104 | 94.3541 | 8760 | 1110.9432 | 0.078192
6055 | Ventilation | Exhaust Fan | EF-28 | Uniform | 0.17 | [5 empty] | 0.17 | 0.75 | 0.75 | 0.7 | 0.12682 |  | 1 |  | 24.0 | 744 | 672 | 744 | 720 | 744 | 720 | 744 | 744 | 720 | 744 | 720 | 744 | 94.3541 | 85.223 | 94.3541 | 91.3104 | 94.3541 | 91.3104 | 94.3541 | 94.3541 | 91.3104 | 94.3541 | 91.3104 | 94.3541 | 8760 | 1110.9432 | 0.078192
6056 | Ventilation | Exhaust Fan | EF-31 | EF | 0.17 | [5 empty] | 0.17 | 0.75 | 0.75 | 0.7 | 0.12682 |  | 1 |  | 24.0 | 744 | 672 | 744 | 720 | 744 | 720 | 744 | 744 | 720 | 744 | 720 | 744 | 94.3541 | 85.223 | 94.3541 | 91.3104 | 94.3541 | 91.3104 | 94.3541 | 94.3541 | 91.3104 | 94.3541 | 91.3104 | 94.3541 | 8760 | 1110.9432 | 0.078192
6057 | Ventilation | Exhaust Fan | EF-32 | EF | 0.17 | [5 empty] | 0.17 | 0.75 | 0.75 | 0.7 | 0.12682 |  | 1 |  | 24.0 | 744 | 672 | 744 | 720 | 744 | 720 | 744 | 744 | 720 | 744 | 720 | 744 | 94.3541 | 85.223 | 94.3541 | 91.3104 | 94.3541 | 91.3104 | 94.3541 | 94.3541 | 91.3104 | 94.3541 | 91.3104 | 94.3541 | 8760 | 1110.9432 | 0.078192
6058 | Ventilation | Exhaust Fan | EF-33 | EF | 0.17 | [5 empty] | 0.17 | 0.75 | 0.75 | 0.7 | 0.12682 |  | 1 |  | 24.0 | 744 | 672 | 744 | 720 | 744 | 720 | 744 | 744 | 720 | 744 | 720 | 744 | 94.3541 | 85.223 | 94.3541 | 91.3104 | 94.3541 | 91.3104 | 94.3541 | 94.3541 | 91.3104 | 94.3541 | 91.3104 | 94.3541 | 8760 | 1110.9432 | 0.078192
6059 | Ventilation | Exhaust Fan | EF-34 | EF | 0.17 | [5 empty] | 0.17 | 0.75 | 0.75 | 0.7 | 0.12682 |  | 1 |  | 24.0 | 744 | 672 | 744 | 720 | 744 | 720 | 744 | 744 | 720 | 744 | 720 | 744 | 94.3541 | 85.223 | 94.3541 | 91.3104 | 94.3541 | 91.3104 | 94.3541 | 94.3541 | 91.3104 | 94.3541 | 91.3104 | 94.3541 | 8760 | 1110.9432 | 0.078192
6060 | Ventilation | Exhaust Fan | EF-35 | EF | 0.17 | [5 empty] | 0.17 | 0.75 | 0.75 | 0.7 | 0.12682 |  | 1 |  | 24.0 | 744 | 672 | 744 | 720 | 744 | 720 | 744 | 744 | 720 | 744 | 720 | 744 | 94.3541 | 85.223 | 94.3541 | 91.3104 | 94.3541 | 91.3104 | 94.3541 | 94.3541 | 91.3104 | 94.3541 | 91.3104 | 94.3541 | 8760 | 1110.9432 | 0.078192
6061 | Ventilation | Exhaust Fan | EF-41 | EF | 0.17 | [5 empty] | 0.17 | 0.75 | 0.75 | 0.7 | 0.12682 |  | 1 |  | 24.0 | 744 | 672 | 744 | 720 | 744 | 720 | 744 | 744 | 720 | 744 | 720 | 744 | 94.3541 | 85.223 | 94.3541 | 91.3104 | 94.3541 | 91.3104 | 94.3541 | 94.3541 | 91.3104 | 94.3541 | 91.3104 | 94.3541 | 8760 | 1110.9432 | 0.078192
6062 | Ventilation | Exhaust Fan | EF-42 | EF | 0.17 | [5 empty] | 0.17 | 0.75 | 0.75 | 0.7 | 0.12682 |  | 1 |  | 24.0 | 744 | 672 | 744 | 720 | 744 | 720 | 744 | 744 | 720 | 744 | 720 | 744 | 94.3541 | 85.223 | 94.3541 | 91.3104 | 94.3541 | 91.3104 | 94.3541 | 94.3541 | 91.3104 | 94.3541 | 91.3104 | 94.3541 | 8760 | 1110.9432 | 0.078192
6063 | Ventilation | Exhaust Fan | EF-45 | EF | 0.17 | [5 empty] | 0.17 | 0.75 | 0.75 | 0.7 | 0.12682 |  | 1 |  | 24.0 | 744 | 672 | 744 | 720 | 744 | 720 | 744 | 744 | 720 | 744 | 720 | 744 | 94.3541 | 85.223 | 94.3541 | 91.3104 | 94.3541 | 91.3104 | 94.3541 | 94.3541 | 91.3104 | 94.3541 | 91.3104 | 94.3541 | 8760 | 1110.9432 | 0.078192
6064 | Ventilation | Exhaust Fan | EF-46 | Uniform | 0.17 | [5 empty] | 0.17 | 0.75 | 0.75 | 0.7 | 0.12682 |  | 1 |  | 24.0 | 744 | 672 | 744 | 720 | 744 | 720 | 744 | 744 | 720 | 744 | 720 | 744 | 94.3541 | 85.223 | 94.3541 | 91.3104 | 94.3541 | 91.3104 | 94.3541 | 94.3541 | 91.3104 | 94.3541 | 91.3104 | 94.3541 | 8760 | 1110.9432 | 0.078192
6065 | Ventilation | Exhaust Fan | EF-48 | EF | 0.17 | [5 empty] | 0.17 | 0.75 | 0.75 | 0.7 | 0.12682 |  | 1 |  | 24.0 | 744 | 672 | 744 | 720 | 744 | 720 | 744 | 744 | 720 | 744 | 720 | 744 | 94.3541 | 85.223 | 94.3541 | 91.3104 | 94.3541 | 91.3104 | 94.3541 | 94.3541 | 91.3104 | 94.3541 | 91.3104 | 94.3541 | 8760 | 1110.9432 | 0.078192
6066 | Ventilation | Exhaust Fan | EF-50 | EF | 0.17 | [5 empty] | 0.17 | 0.75 | 0.75 | 0.7 | 0.12682 |  | 1 |  | 24.0 | 744 | 672 | 744 | 720 | 744 | 720 | 744 | 744 | 720 | 744 | 720 | 744 | 94.3541 | 85.223 | 94.3541 | 91.3104 | 94.3541 | 91.3104 | 94.3541 | 94.3541 | 91.3104 | 94.3541 | 91.3104 | 94.3541 | 8760 | 1110.9432 | 0.078192
6067 | Ventilation | Exhaust Fan | EF-51 | EF | 0.17 | [5 empty] | 0.17 | 0.75 | 0.75 | 0.7 | 0.12682 |  | 1 |  | 24.0 | 744 | 672 | 744 | 720 | 744 | 720 | 744 | 744 | 720 | 744 | 720 | 744 | 94.3541 | 85.223 | 94.3541 | 91.3104 | 94.3541 | 91.3104 | 94.3541 | 94.3541 | 91.3104 | 94.3541 | 91.3104 | 94.3541 | 8760 | 1110.9432 | 0.078192
6068 | Ventilation | Exhaust Fan | EF-52 | Uniform | 0.17 | [5 empty] | 0.17 | 0.75 | 0.75 | 0.7 | 0.12682 |  | 1 |  | 24.0 | 744 | 672 | 744 | 720 | 744 | 720 | 744 | 744 | 720 | 744 | 720 | 744 | 94.3541 | 85.223 | 94.3541 | 91.3104 | 94.3541 | 91.3104 | 94.3541 | 94.3541 | 91.3104 | 94.3541 | 91.3104 | 94.3541 | 8760 | 1110.9432 | 0.078192
6069 | Ventilation | Exhaust Fan | EF-54 | EF | 0.17 | [5 empty] | 0.17 | 0.75 | 0.75 | 0.7 | 0.12682 |  | 1 |  | 24.0 | 744 | 672 | 744 | 720 | 744 | 720 | 744 | 744 | 720 | 744 | 720 | 744 | 94.3541 | 85.223 | 94.3541 | 91.3104 | 94.3541 | 91.3104 | 94.3541 | 94.3541 | 91.3104 | 94.3541 | 91.3104 | 94.3541 | 8760 | 1110.9432 | 0.078192
6070 | Ventilation | Exhaust Fan | EF-65 | EF | 0.17 | [5 empty] | 0.17 | 0.75 | 0.75 | 0.7 | 0.12682 |  | 1 |  | 24.0 | 744 | 672 | 744 | 720 | 744 | 720 | 744 | 744 | 720 | 744 | 720 | 744 | 94.3541 | 85.223 | 94.3541 | 91.3104 | 94.3541 | 91.3104 | 94.3541 | 94.3541 | 91.3104 | 94.3541 | 91.3104 | 94.3541 | 8760 | 1110.9432 | 0.078192
6071 | Ventilation | Exhaust Fan | EF-66 | EF | 0.17 | [5 empty] | 0.17 | 0.75 | 0.75 | 0.7 | 0.12682 |  | 1 |  | 24.0 | 744 | 672 | 744 | 720 | 744 | 720 | 744 | 744 | 720 | 744 | 720 | 744 | 94.3541 | 85.223 | 94.3541 | 91.3104 | 94.3541 | 91.3104 | 94.3541 | 94.3541 | 91.3104 | 94.3541 | 91.3104 | 94.3541 | 8760 | 1110.9432 | 0.078192
6072 | Ventilation | Exhaust Fan | EF-70 | EF | 0.17 | [5 empty] | 0.17 | 0.75 | 0.75 | 0.7 | 0.12682 |  | 1 |  | 24.0 | 744 | 672 | 744 | 720 | 744 | 720 | 744 | 744 | 720 | 744 | 720 | 744 | 94.3541 | 85.223 | 94.3541 | 91.3104 | 94.3541 | 91.3104 | 94.3541 | 94.3541 | 91.3104 | 94.3541 | 91.3104 | 94.3541 | 8760 | 1110.9432 | 0.078192
6073 | Ventilation | Exhaust Fan | EF-71 | EF | 0.17 | [5 empty] | 0.17 | 0.75 | 0.75 | 0.7 | 0.12682 |  | 1 |  | 24.0 | 744 | 672 | 744 | 720 | 744 | 720 | 744 | 744 | 720 | 744 | 720 | 744 | 94.3541 | 85.223 | 94.3541 | 91.3104 | 94.3541 | 91.3104 | 94.3541 | 94.3541 | 91.3104 | 94.3541 | 91.3104 | 94.3541 | 8760 | 1110.9432 | 0.078192
6074 | Ventilation | Exhaust Fan | EF-75 | EF | 0.17 | [5 empty] | 0.17 | 0.75 | 0.75 | 0.7 | 0.12682 |  | 1 |  | 24.0 | 744 | 672 | 744 | 720 | 744 | 720 | 744 | 744 | 720 | 744 | 720 | 744 | 94.3541 | 85.223 | 94.3541 | 91.3104 | 94.3541 | 91.3104 | 94.3541 | 94.3541 | 91.3104 | 94.3541 | 91.3104 | 94.3541 | 8760 | 1110.9432 | 0.078192
6075 | Ventilation | Exhaust Fan | EF-77 | EF | 0.17 | [5 empty] | 0.17 | 0.75 | 0.75 | 0.7 | 0.12682 |  | 1 |  | 24.0 | 744 | 672 | 744 | 720 | 744 | 720 | 744 | 744 | 720 | 744 | 720 | 744 | 94.3541 | 85.223 | 94.3541 | 91.3104 | 94.3541 | 91.3104 | 94.3541 | 94.3541 | 91.3104 | 94.3541 | 91.3104 | 94.3541 | 8760 | 1110.9432 | 0.078192
6076 | Ventilation | Exhaust Fan | EF-78 | EF | 0.17 | [5 empty] | 0.17 | 0.75 | 0.75 | 0.7 | 0.12682 |  | 1 |  | 24.0 | 744 | 672 | 744 | 720 | 744 | 720 | 744 | 744 | 720 | 744 | 720 | 744 | 94.3541 | 85.223 | 94.3541 | 91.3104 | 94.3541 | 91.3104 | 94.3541 | 94.3541 | 91.3104 | 94.3541 | 91.3104 | 94.3541 | 8760 | 1110.9432 | 0.078192
6077 | Ventilation | Exhaust Fan | EF-79 | EF | 0.17 | [5 empty] | 0.17 | 0.75 | 0.75 | 0.7 | 0.12682 |  | 1 |  | 24.0 | 744 | 672 | 744 | 720 | 744 | 720 | 744 | 744 | 720 | 744 | 720 | 744 | 94.3541 | 85.223 | 94.3541 | 91.3104 | 94.3541 | 91.3104 | 94.3541 | 94.3541 | 91.3104 | 94.3541 | 91.3104 | 94.3541 | 8760 | 1110.9432 | 0.078192
6078 | Ventilation | Exhaust Fan | EF-80 | EF | 0.17 | [5 empty] | 0.17 | 0.75 | 0.75 | 0.7 | 0.12682 |  | 1 |  | 24.0 | 744 | 672 | 744 | 720 | 744 | 720 | 744 | 744 | 720 | 744 | 720 | 744 | 94.3541 | 85.223 | 94.3541 | 91.3104 | 94.3541 | 91.3104 | 94.3541 | 94.3541 | 91.3104 | 94.3541 | 91.3104 | 94.3541 | 8760 | 1110.9432 | 0.078192
6079 | Ventilation | Exhaust Fan | PEF-6 | Uniform | 0.17 | [5 empty] | 0.17 | 0.75 | 0.75 | 0.7 | 0.12682 |  | 0.2 | All Day | 24.0 | 148.8 | 134.4 | 148.8 | 144 | 148.8 | 144 | 148.8 | 148.8 | 144 | 148.8 | 144 | 148.8 | 18.8708 | 17.0446 | 18.8708 | 18.2621 | 18.8708 | 18.2621 | 18.8708 | 18.8708 | 18.2621 | 18.8708 | 18.2621 | 18.8708 | 1752 | 222.1886 | 0.0042064
6080 | Ventilation | Transfer fan | TF-2 | Uniform | 0.17 | [5 empty] | 0.17 | 0.75 | 0.75 | 0.7 | 0.12682 |  | 1 |  | 10.5 | 325.5 | 294 | 325.5 | 315 | 325.5 | 315 | 325.5 | 325.5 | 315 | 325.5 | 315 | 325.5 | 41.2799 | 37.2851 | 41.2799 | 39.9483 | 41.2799 | 39.9483 | 41.2799 | 41.2799 | 39.9483 | 41.2799 | 39.9483 | 41.2799 | 3832.5 | 486.0376 | 0.033909
6081 | Ventilation | Transfer fan | TF-2 | Uniform | 0.17 | [5 empty] | 0.17 | 0.75 | 0.75 | 0.7 | 0.12682 |  | 1 |  | 10.5 | 325.5 | 294 | 325.5 | 315 | 325.5 | 315 | 325.5 | 325.5 | 315 | 325.5 | 315 | 325.5 | 41.2799 | 37.2851 | 41.2799 | 39.9483 | 41.2799 | 39.9483 | 41.2799 | 41.2799 | 39.9483 | 41.2799 | 39.9483 | 41.2799 | 3832.5 | 486.0376 | 0.034209
6082 | Ventilation | Fan Coil Unit | FC-18 | Uniform | 0.17 | [5 empty] | 0.17 | 0.75 | 0.75 | 0.7 | 0.12682 |  | 1 |  | 13.5 | 418.5 | 378 | 418.5 | 405 | 418.5 | 405 | 418.5 | 418.5 | 405 | 418.5 | 405 | 418.5 | 53.0742 | 47.938 | 53.0742 | 51.3621 | 53.0742 | 51.3621 | 53.0742 | 53.0742 | 51.3621 | 53.0742 | 51.3621 | 53.0742 | 4927.5 | 624.9055 | 0.043597
6083 | Ventilation | Fan Coil Unit | FC-18 | Uniform | 0.17 | [5 empty] | 0.17 | 0.75 | 0.75 | 0.7 | 0.12682 |  | 1 |  | 13.5 | 418.5 | 378 | 418.5 | 405 | 418.5 | 405 | 418.5 | 418.5 | 405 | 418.5 | 405 | 418.5 | 53.0742 | 47.938 | 53.0742 | 51.3621 | 53.0742 | 51.3621 | 53.0742 | 53.0742 | 51.3621 | 53.0742 | 51.3621 | 53.0742 | 4927.5 | 624.9055 | 0.043983
6084 | Ventilation | Unit heater | UH-2 SF | Uniform | 0.17 | [5 empty] | 0.17 | 0.75 | 0.75 | 0.7 | 0.12682 |  | 0.9 |  | 10.5 | 292.95 | 264.6 | 292.95 | 283.5 | 292.95 | 283.5 | 292.95 | 292.95 | 283.5 | 292.95 | 283.5 | 292.95 | 37.1519 | 33.5566 | 37.1519 | 35.9535 | 37.1519 | 35.9535 | 37.1519 | 37.1519 | 35.9535 | 37.1519 | 35.9535 | 37.1519 | 3449.25 | 437.4339 | 0.030518
6085 | Ventilation | Unit heater | UH-2 SF | Uniform | 0.17 | [5 empty] | 0.17 | 0.75 | 0.75 | 0.7 | 0.12682 |  | 0.9 |  | 10.5 | 292.95 | 264.6 | 292.95 | 283.5 | 292.95 | 283.5 | 292.95 | 292.95 | 283.5 | 292.95 | 283.5 | 292.95 | 37.1519 | 33.5566 | 37.1519 | 35.9535 | 37.1519 | 35.9535 | 37.1519 | 37.1519 | 35.9535 | 37.1519 | 35.9535 | 37.1519 | 3449.25 | 437.4339 | 0.030788
6086 | Pump | Pump | P-11 | Heating 1 | 0.17 | [5 empty] | 0.17 | 0.75 | 0.75 | 0.7 | 0.12682 |  | 1 | AH-1 | 9.028571428571430 | 279.8857 | 252.8 | 209.9143 | 135.4286 | 111.9543 | 54.1714 | 6.9971 | 6.9971 | 6.7714 | 55.9771 | 108.3429 | 279.8857 | 35.4951 | 32.0601 | 26.6213 | 17.1751 | 14.198 | 6.87 | 0.88738 | 0.88738 | 0.85875 | 7.099 | 13.74 | 35.4951 | 1509.1257 | 191.3873 | 0.023572
6087 | Pump | Pump | P-11 | Heating 1 | 0.17 | [5 empty] | 0.17 | 0.75 | 0.75 | 0.7 | 0.12682 |  | 1 | AH-1 | 9.028571429 | 279.8857 | 252.8 | 209.9143 | 135.4286 | 111.9543 | 54.1714 | 6.9971 | 6.9971 | 6.7714 | 55.9771 | 108.3429 | 279.8857 | 35.4951 | 32.0601 | 26.6213 | 17.1751 | 14.198 | 6.87 | 0.88738 | 0.88738 | 0.85875 | 7.099 | 13.74 | 35.4951 | 1509.1257 | 191.3873 | 0.023572
6088 | Ventilation | Fan Coil Unit | FC-4 | FC | 0.17 | [5 empty] | 0.17 | 0.75 | 0.75 | 0.7 | 0.12682 |  | 1 |  | 24.0 | 409.2 | 369.6 | 409.2 | 396 | 334.8 | 324 | 148.8 | 297.6 | 396 | 409.2 | 396 | 409.2 | 51.8947 | 46.8727 | 51.8947 | 50.2207 | 42.4593 | 41.0897 | 18.8708 | 37.7416 | 50.2207 | 51.8947 | 50.2207 | 51.8947 | 4299.6 | 545.2753 | 0.038042
6089 | Ventilation | Fan Coil Unit | FC-5 | FC | 0.17 | [5 empty] | 0.17 | 0.75 | 0.75 | 0.7 | 0.12682 |  | 1 |  | 24.0 | 409.2 | 369.6 | 409.2 | 396 | 334.8 | 324 | 148.8 | 297.6 | 396 | 409.2 | 396 | 409.2 | 51.8947 | 46.8727 | 51.8947 | 50.2207 | 42.4593 | 41.0897 | 18.8708 | 37.7416 | 50.2207 | 51.8947 | 50.2207 | 51.8947 | 4299.6 | 545.2753 | 0.038042
6090 | Ventilation | Fan Coil Unit | FC-6 | FC | 0.17 | [5 empty] | 0.17 | 0.75 | 0.75 | 0.7 | 0.12682 |  | 1 |  | 24.0 | 409.2 | 369.6 | 409.2 | 396 | 334.8 | 324 | 148.8 | 297.6 | 396 | 409.2 | 396 | 409.2 | 51.8947 | 46.8727 | 51.8947 | 50.2207 | 42.4593 | 41.0897 | 18.8708 | 37.7416 | 50.2207 | 51.8947 | 50.2207 | 51.8947 | 4299.6 | 545.2753 | 0.038042
6091 | Ventilation | Fan Coil Unit | FC-7 | FC | 0.17 | [5 empty] | 0.17 | 0.75 | 0.75 | 0.7 | 0.12682 |  | 1 |  | 24.0 | 409.2 | 369.6 | 409.2 | 396 | 334.8 | 324 | 148.8 | 297.6 | 396 | 409.2 | 396 | 409.2 | 51.8947 | 46.8727 | 51.8947 | 50.2207 | 42.4593 | 41.0897 | 18.8708 | 37.7416 | 50.2207 | 51.8947 | 50.2207 | 51.8947 | 4299.6 | 545.2753 | 0.038042
6092 | Ventilation | Fan Coil Unit | FC-8 | FC | 0.17 | [5 empty] | 0.17 | 0.75 | 0.75 | 0.7 | 0.12682 |  | 1 |  | 24.0 | 409.2 | 369.6 | 409.2 | 396 | 334.8 | 324 | 148.8 | 297.6 | 396 | 409.2 | 396 | 409.2 | 51.8947 | 46.8727 | 51.8947 | 50.2207 | 42.4593 | 41.0897 | 18.8708 | 37.7416 | 50.2207 | 51.8947 | 50.2207 | 51.8947 | 4299.6 | 545.2753 | 0.038042
6093 | Ventilation | Fan Coil Unit | FC-9 | FC | 0.17 | [5 empty] | 0.17 | 0.75 | 0.75 | 0.7 | 0.12682 |  | 1 |  | 24.0 | 409.2 | 369.6 | 409.2 | 396 | 334.8 | 324 | 148.8 | 297.6 | 396 | 409.2 | 396 | 409.2 | 51.8947 | 46.8727 | 51.8947 | 50.2207 | 42.4593 | 41.0897 | 18.8708 | 37.7416 | 50.2207 | 51.8947 | 50.2207 | 51.8947 | 4299.6 | 545.2753 | 0.038042
6094 | Ventilation | Fan Coil Unit | FC-11 | FC | 0.17 | [5 empty] | 0.17 | 0.75 | 0.75 | 0.7 | 0.12682 |  | 1 |  | 24.0 | 409.2 | 369.6 | 409.2 | 396 | 334.8 | 324 | 148.8 | 297.6 | 396 | 409.2 | 396 | 409.2 | 51.8947 | 46.8727 | 51.8947 | 50.2207 | 42.4593 | 41.0897 | 18.8708 | 37.7416 | 50.2207 | 51.8947 | 50.2207 | 51.8947 | 4299.6 | 545.2753 | 0.038042
6095 | Ventilation | Fan Coil Unit | FC-20 | FC | 0.17 | [5 empty] | 0.17 | 0.75 | 0.75 | 0.7 | 0.12682 |  | 1 |  | 24.0 | 409.2 | 369.6 | 409.2 | 396 | 334.8 | 324 | 148.8 | 297.6 | 396 | 409.2 | 396 | 409.2 | 51.8947 | 46.8727 | 51.8947 | 50.2207 | 42.4593 | 41.0897 | 18.8708 | 37.7416 | 50.2207 | 51.8947 | 50.2207 | 51.8947 | 4299.6 | 545.2753 | 0.038042
6096 | Ventilation | Fan Coil Unit | FC-21 | FC | 0.17 | [5 empty] | 0.17 | 0.75 | 0.75 | 0.7 | 0.12682 |  | 1 |  | 24.0 | 409.2 | 369.6 | 409.2 | 396 | 334.8 | 324 | 148.8 | 297.6 | 396 | 409.2 | 396 | 409.2 | 51.8947 | 46.8727 | 51.8947 | 50.2207 | 42.4593 | 41.0897 | 18.8708 | 37.7416 | 50.2207 | 51.8947 | 50.2207 | 51.8947 | 4299.6 | 545.2753 | 0.038042
6097 | Ventilation | Fan Coil Unit | FC-22 | FC | 0.17 | [5 empty] | 0.17 | 0.75 | 0.75 | 0.7 | 0.12682 |  | 1 |  | 24.0 | 409.2 | 369.6 | 409.2 | 396 | 334.8 | 324 | 148.8 | 297.6 | 396 | 409.2 | 396 | 409.2 | 51.8947 | 46.8727 | 51.8947 | 50.2207 | 42.4593 | 41.0897 | 18.8708 | 37.7416 | 50.2207 | 51.8947 | 50.2207 | 51.8947 | 4299.6 | 545.2753 | 0.038042
6098 | Ventilation | Fan Coil Unit | FC-23 | FC | 0.17 | [5 empty] | 0.17 | 0.75 | 0.75 | 0.7 | 0.12682 |  | 1 |  | 24.0 | 409.2 | 369.6 | 409.2 | 396 | 334.8 | 324 | 148.8 | 297.6 | 396 | 409.2 | 396 | 409.2 | 51.8947 | 46.8727 | 51.8947 | 50.2207 | 42.4593 | 41.0897 | 18.8708 | 37.7416 | 50.2207 | 51.8947 | 50.2207 | 51.8947 | 4299.6 | 545.2753 | 0.038042
6099 | Ventilation | Fan Coil Unit | FC-24 | FC | 0.17 | [5 empty] | 0.17 | 0.75 | 0.75 | 0.7 | 0.12682 |  | 1 |  | 24.0 | 409.2 | 369.6 | 409.2 | 396 | 334.8 | 324 | 148.8 | 297.6 | 396 | 409.2 | 396 | 409.2 | 51.8947 | 46.8727 | 51.8947 | 50.2207 | 42.4593 | 41.0897 | 18.8708 | 37.7416 | 50.2207 | 51.8947 | 50.2207 | 51.8947 | 4299.6 | 545.2753 | 0.038042
6100 | Ventilation | Fan Coil Unit | FC-28 | FC | 0.17 | [5 empty] | 0.17 | 0.75 | 0.75 | 0.7 | 0.12682 |  | 1 |  | 24.0 | 409.2 | 369.6 | 409.2 | 396 | 334.8 | 324 | 148.8 | 297.6 | 396 | 409.2 | 396 | 409.2 | 51.8947 | 46.8727 | 51.8947 | 50.2207 | 42.4593 | 41.0897 | 18.8708 | 37.7416 | 50.2207 | 51.8947 | 50.2207 | 51.8947 | 4299.6 | 545.2753 | 0.038042
6101 | Ventilation | Fan Coil Unit | FC-29 | FC | 0.17 | [5 empty] | 0.17 | 0.75 | 0.75 | 0.7 | 0.12682 |  | 1 |  | 24.0 | 409.2 | 369.6 | 409.2 | 396 | 334.8 | 324 | 148.8 | 297.6 | 396 | 409.2 | 396 | 409.2 | 51.8947 | 46.8727 | 51.8947 | 50.2207 | 42.4593 | 41.0897 | 18.8708 | 37.7416 | 50.2207 | 51.8947 | 50.2207 | 51.8947 | 4299.6 | 545.2753 | 0.038042
6102 | Ventilation | Fan Coil Unit | FC-4 | FC | 0.17 | [5 empty] | 0.17 | 0.75 | 0.75 | 0.7 | 0.12682 |  | 1 |  | 24.0 | 409.2 | 369.6 | 409.2 | 396 | 334.8 | 324 | 148.8 | 297.6 | 396 | 409.2 | 396 | 409.2 | 51.8947 | 46.8727 | 51.8947 | 50.2207 | 42.4593 | 41.0897 | 18.8708 | 37.7416 | 50.2207 | 51.8947 | 50.2207 | 51.8947 | 4299.6 | 545.2753 | 0.038378
6103 | Ventilation | Fan Coil Unit | FC-5 | FC | 0.17 | [5 empty] | 0.17 | 0.75 | 0.75 | 0.7 | 0.12682 |  | 1 |  | 24.0 | 409.2 | 369.6 | 409.2 | 396 | 334.8 | 324 | 148.8 | 297.6 | 396 | 409.2 | 396 | 409.2 | 51.8947 | 46.8727 | 51.8947 | 50.2207 | 42.4593 | 41.0897 | 18.8708 | 37.7416 | 50.2207 | 51.8947 | 50.2207 | 51.8947 | 4299.6 | 545.2753 | 0.038378
6104 | Ventilation | Fan Coil Unit | FC-6 | FC | 0.17 | [5 empty] | 0.17 | 0.75 | 0.75 | 0.7 | 0.12682 |  | 1 |  | 24.0 | 409.2 | 369.6 | 409.2 | 396 | 334.8 | 324 | 148.8 | 297.6 | 396 | 409.2 | 396 | 409.2 | 51.8947 | 46.8727 | 51.8947 | 50.2207 | 42.4593 | 41.0897 | 18.8708 | 37.7416 | 50.2207 | 51.8947 | 50.2207 | 51.8947 | 4299.6 | 545.2753 | 0.038378
6105 | Ventilation | Fan Coil Unit | FC-7 | FC | 0.17 | [5 empty] | 0.17 | 0.75 | 0.75 | 0.7 | 0.12682 |  | 1 |  | 24.0 | 409.2 | 369.6 | 409.2 | 396 | 334.8 | 324 | 148.8 | 297.6 | 396 | 409.2 | 396 | 409.2 | 51.8947 | 46.8727 | 51.8947 | 50.2207 | 42.4593 | 41.0897 | 18.8708 | 37.7416 | 50.2207 | 51.8947 | 50.2207 | 51.8947 | 4299.6 | 545.2753 | 0.038378
6106 | Ventilation | Fan Coil Unit | FC-8 | FC | 0.17 | [5 empty] | 0.17 | 0.75 | 0.75 | 0.7 | 0.12682 |  | 1 |  | 24.0 | 409.2 | 369.6 | 409.2 | 396 | 334.8 | 324 | 148.8 | 297.6 | 396 | 409.2 | 396 | 409.2 | 51.8947 | 46.8727 | 51.8947 | 50.2207 | 42.4593 | 41.0897 | 18.8708 | 37.7416 | 50.2207 | 51.8947 | 50.2207 | 51.8947 | 4299.6 | 545.2753 | 0.038378
6107 | Ventilation | Fan Coil Unit | FC-9 | FC | 0.17 | [5 empty] | 0.17 | 0.75 | 0.75 | 0.7 | 0.12682 |  | 1 |  | 24.0 | 409.2 | 369.6 | 409.2 | 396 | 334.8 | 324 | 148.8 | 297.6 | 396 | 409.2 | 396 | 409.2 | 51.8947 | 46.8727 | 51.8947 | 50.2207 | 42.4593 | 41.0897 | 18.8708 | 37.7416 | 50.2207 | 51.8947 | 50.2207 | 51.8947 | 4299.6 | 545.2753 | 0.038378
6108 | Ventilation | Fan Coil Unit | FC-11 | FC | 0.17 | [5 empty] | 0.17 | 0.75 | 0.75 | 0.7 | 0.12682 |  | 1 |  | 24.0 | 409.2 | 369.6 | 409.2 | 396 | 334.8 | 324 | 148.8 | 297.6 | 396 | 409.2 | 396 | 409.2 | 51.8947 | 46.8727 | 51.8947 | 50.2207 | 42.4593 | 41.0897 | 18.8708 | 37.7416 | 50.2207 | 51.8947 | 50.2207 | 51.8947 | 4299.6 | 545.2753 | 0.038378
6109 | Ventilation | Fan Coil Unit | FC-20 | FC | 0.17 | [5 empty] | 0.17 | 0.75 | 0.75 | 0.7 | 0.12682 |  | 1 |  | 24.0 | 409.2 | 369.6 | 409.2 | 396 | 334.8 | 324 | 148.8 | 297.6 | 396 | 409.2 | 396 | 409.2 | 51.8947 | 46.8727 | 51.8947 | 50.2207 | 42.4593 | 41.0897 | 18.8708 | 37.7416 | 50.2207 | 51.8947 | 50.2207 | 51.8947 | 4299.6 | 545.2753 | 0.038378
6110 | Ventilation | Fan Coil Unit | FC-21 | FC | 0.17 | [5 empty] | 0.17 | 0.75 | 0.75 | 0.7 | 0.12682 |  | 1 |  | 24.0 | 409.2 | 369.6 | 409.2 | 396 | 334.8 | 324 | 148.8 | 297.6 | 396 | 409.2 | 396 | 409.2 | 51.8947 | 46.8727 | 51.8947 | 50.2207 | 42.4593 | 41.0897 | 18.8708 | 37.7416 | 50.2207 | 51.8947 | 50.2207 | 51.8947 | 4299.6 | 545.2753 | 0.038378
6111 | Ventilation | Fan Coil Unit | FC-22 | FC | 0.17 | [5 empty] | 0.17 | 0.75 | 0.75 | 0.7 | 0.12682 |  | 1 |  | 24.0 | 409.2 | 369.6 | 409.2 | 396 | 334.8 | 324 | 148.8 | 297.6 | 396 | 409.2 | 396 | 409.2 | 51.8947 | 46.8727 | 51.8947 | 50.2207 | 42.4593 | 41.0897 | 18.8708 | 37.7416 | 50.2207 | 51.8947 | 50.2207 | 51.8947 | 4299.6 | 545.2753 | 0.038378
6112 | Ventilation | Fan Coil Unit | FC-23 | FC | 0.17 | [5 empty] | 0.17 | 0.75 | 0.75 | 0.7 | 0.12682 |  | 1 |  | 24.0 | 409.2 | 369.6 | 409.2 | 396 | 334.8 | 324 | 148.8 | 297.6 | 396 | 409.2 | 396 | 409.2 | 51.8947 | 46.8727 | 51.8947 | 50.2207 | 42.4593 | 41.0897 | 18.8708 | 37.7416 | 50.2207 | 51.8947 | 50.2207 | 51.8947 | 4299.6 | 545.2753 | 0.038378
6113 | Ventilation | Fan Coil Unit | FC-24 | FC | 0.17 | [5 empty] | 0.17 | 0.75 | 0.75 | 0.7 | 0.12682 |  | 1 |  | 24.0 | 409.2 | 369.6 | 409.2 | 396 | 334.8 | 324 | 148.8 | 297.6 | 396 | 409.2 | 396 | 409.2 | 51.8947 | 46.8727 | 51.8947 | 50.2207 | 42.4593 | 41.0897 | 18.8708 | 37.7416 | 50.2207 | 51.8947 | 50.2207 | 51.8947 | 4299.6 | 545.2753 | 0.038378
6114 | Ventilation | Fan Coil Unit | FC-28 | FC | 0.17 | [5 empty] | 0.17 | 0.75 | 0.75 | 0.7 | 0.12682 |  | 1 |  | 24.0 | 409.2 | 369.6 | 409.2 | 396 | 334.8 | 324 | 148.8 | 297.6 | 396 | 409.2 | 396 | 409.2 | 51.8947 | 46.8727 | 51.8947 | 50.2207 | 42.4593 | 41.0897 | 18.8708 | 37.7416 | 50.2207 | 51.8947 | 50.2207 | 51.8947 | 4299.6 | 545.2753 | 0.038378
6115 | Ventilation | Fan Coil Unit | FC-29 | FC | 0.17 | [5 empty] | 0.17 | 0.75 | 0.75 | 0.7 | 0.12682 |  | 1 |  | 24.0 | 409.2 | 369.6 | 409.2 | 396 | 334.8 | 324 | 148.8 | 297.6 | 396 | 409.2 | 396 | 409.2 | 51.8947 | 46.8727 | 51.8947 | 50.2207 | 42.4593 | 41.0897 | 18.8708 | 37.7416 | 50.2207 | 51.8947 | 50.2207 | 51.8947 | 4299.6 | 545.2753 | 0.038378
6116 | Ventilation | Exhaust Fan | EF-1-4 | Uniform | 0.25 | [5 empty] | 0.25 | 0.75 | 0.75 | 0.7 | 0.1865 |  | 0 | All Day | 24.0 | 0 | 0 | 0 | 0 | 0 | 0 | 0 | 0 | 0 | 0 | 0 | 0 | 0 | 0 | 0 | 0 | 0 | 0 | 0 | 0 | 0 | 0 | 0 | 0 | 0 | 0 | 0
6117 | Ventilation | Exhaust Fan | EF-1-6 | Uniform | 0.25 | [5 empty] | 0.25 | 0.75 | 0.75 | 0.7 | 0.1865 |  | 0 | All Day | 24.0 | 0 | 0 | 0 | 0 | 0 | 0 | 0 | 0 | 0 | 0 | 0 | 0 | 0 | 0 | 0 | 0 | 0 | 0 | 0 | 0 | 0 | 0 | 0 | 0 | 0 | 0 | 0
6118 | AC system | Supply Fan |  | Cooling 1 | 0.25 |  | 1 |  | 120.0 |  | 0.25 | 0.75 | 0.75 | 0.67 | 0.1865 |  | 0 |  | 24.0 | 0 | 0 | 0 | 0 | 0 | 0 | 0 | 0 | 0 | 0 | 0 | 0 | 0 | 0 | 0 | 0 | 0 | 0 | 0 | 0 | 0 | 0 | 0 | 0 | 0 | 0 | 0
6119 | AC system | Compressor Fan | AC-4 | Cooling 1 | 0.25 | [5 empty] | 0.25 | 0.75 | 0.75 | 0.7 | 0.1865 |  | 0 | Occupied | 12.0 | 0 | 0 | 0 | 0 | 0 | 0 | 0 | 0 | 0 | 0 | 0 | 0 | 0 | 0 | 0 | 0 | 0 | 0 | 0 | 0 | 0 | 0 | 0 | 0 | 0 | 0 | 0
6120 | AC system | Fan Motors |  | Cooling 1 | 0.25 | [5 empty] | 0.25 | 0.75 | 0.75 | 0.7 | 0.1865 |  | 0 | All Day | 24.0 | 0 | 0 | 0 | 0 | 0 | 0 | 0 | 0 | 0 | 0 | 0 | 0 | 0 | 0 | 0 | 0 | 0 | 0 | 0 | 0 | 0 | 0 | 0 | 0 | 0 | 0 | 0
6121 | Ventilation | Exhaust Fan |  | Uniform | 0.25 | [5 empty] | 0.25 | 0.75 | 0.75 | 0.7 | 0.1865 |  | 0 | All Day | 24.0 | 0 | 0 | 0 | 0 | 0 | 0 | 0 | 0 | 0 | 0 | 0 | 0 | 0 | 0 | 0 | 0 | 0 | 0 | 0 | 0 | 0 | 0 | 0 | 0 | 0 | 0 | 0
6122 | Ventilation | Exhaust Fan |  | Uniform | 0.25 | [5 empty] | 0.25 | 0.75 | 0.75 | 0.7 | 0.1865 |  | 0 | All Day | 24.0 | 0 | 0 | 0 | 0 | 0 | 0 | 0 | 0 | 0 | 0 | 0 | 0 | 0 | 0 | 0 | 0 | 0 | 0 | 0 | 0 | 0 | 0 | 0 | 0 | 0 | 0 | 0
6123 | Pump |  | P-16 | Uniform | 0.25 | [5 empty] | 0.25 | 0.75 | 0.75 | 0.7 | 0.1865 |  | 0 | 24/7 | 24.0 | 0 | 0 | 0 | 0 | 0 | 0 | 0 | 0 | 0 | 0 | 0 | 0 | 0 | 0 | 0 | 0 | 0 | 0 | 0 | 0 | 0 | 0 | 0 | 0 | 0 | 0 | 0
6124 | Pump |  | P-17 | Uniform | 0.25 | [5 empty] | 0.25 | 0.75 | 0.75 | 0.7 | 0.1865 |  | 0 | 24/7 | 24.0 | 0 | 0 | 0 | 0 | 0 | 0 | 0 | 0 | 0 | 0 | 0 | 0 | 0 | 0 | 0 | 0 | 0 | 0 | 0 | 0 | 0 | 0 | 0 | 0 | 0 | 0 | 0
6125 | Pump | Diesel Fuel Pump |  | Pump 3 | 0.25 | [5 empty] | 0.25 | 0.75 | 0.75 | 0.7 | 0.1865 |  | 0 |  | 24.0 | 0 | 0 | 0 | 0 | 0 | 0 | 0 | 0 | 0 | 0 | 0 | 0 | 0 | 0 | 0 | 0 | 0 | 0 | 0 | 0 | 0 | 0 | 0 | 0 | 0 | 0 | 0
6126 | Terminal heating | Unit Heater | UH-1 | Heating 1 | 0.25 | [5 empty] | 0.25 | 0.75 | 0.75 | 0.7 | 0.1865 |  | 0 | 24.0 | 24.0 | 0 | 0 | 0 | 0 | 0 | 0 | 0 | 0 | 0 | 0 | 0 | 0 | 0 | 0 | 0 | 0 | 0 | 0 | 0 | 0 | 0 | 0 | 0 | 0 | 0 | 0 | 0
6127 | Ventilation | Exhaust Fan | EF-105 | Uniform | 0.25 | [5 empty] | 0.25 | 0.75 | 0.75 | 0.7 | 0.1865 |  | 0 | All Day | 24.0 | 0 | 0 | 0 | 0 | 0 | 0 | 0 | 0 | 0 | 0 | 0 | 0 | 0 | 0 | 0 | 0 | 0 | 0 | 0 | 0 | 0 | 0 | 0 | 0 | 0 | 0 | 0
6128 | Pump | AHU-101 Chilled Water Pump | P-107 | Cooling 1 | 0.25 | [5 empty] | 0.25 | 0.75 | 0.75 | 0.7 | 0.1865 |  | 0 | All Day | 24.0 | 0 | 0 | 0 | 0 | 0 | 0 | 0 | 0 | 0 | 0 | 0 | 0 | 0 | 0 | 0 | 0 | 0 | 0 | 0 | 0 | 0 | 0 | 0 | 0 | 0 | 0 | 0
6129 | AC system | DX Fan | RTU-4 | Cooling 1 | 0.25 | [5 empty] | 0.25 | 0.75 | 0.75 | 0.7 | 0.1865 |  | 0.3 | RTU-4 | 12.5 | 0 | 0 | 0 | 22.5 | 46.5 | 11.25 | 116.25 | 116.25 | 56.25 | 0 | 0 | 0 | 0 | 0 | 0 | 4.1963 | 8.6723 | 2.0981 | 21.6806 | 21.6806 | 10.4906 | 0 | 0 | 0 | 369 | 68.8185 | 0.0068905
6130 | Ventilation | Exhaust Fan | EF-O-02 | Uniform | 0.25 | [5 empty] | 0.25 | 0.75 | 0.75 | 0.7 | 0.1865 |  | 0.5 | All Day | 24.0 | 372 | 336 | 372 | 360 | 372 | 360 | 372 | 372 | 360 | 372 | 360 | 372 | 69.378 | 62.664 | 69.378 | 67.14 | 69.378 | 67.14 | 69.378 | 69.378 | 67.14 | 69.378 | 67.14 | 69.378 | 4380 | 816.87 | 0.058898
6131 | Ventilation | Exhaust Fan | EF-1-5 | Uniform | 0.25 | [5 empty] | 0.25 | 0.75 | 0.75 | 0.7 | 0.1865 |  | 0.5 | All Day | 24.0 | 372 | 336 | 372 | 360 | 372 | 360 | 372 | 372 | 360 | 372 | 360 | 372 | 69.378 | 62.664 | 69.378 | 67.14 | 69.378 | 67.14 | 69.378 | 69.378 | 67.14 | 69.378 | 67.14 | 69.378 | 4380 | 816.87 | 0.058898
6132 | Ventilation | Exhaust Fan | EF-ELEV-01 | Uniform | 0.25 | [5 empty] | 0.25 | 0.75 | 0.75 | 0.7 | 0.1865 |  | 0.5 | All Day | 24.0 | 372 | 336 | 372 | 360 | 372 | 360 | 372 | 372 | 360 | 372 | 360 | 372 | 69.378 | 62.664 | 69.378 | 67.14 | 69.378 | 67.14 | 69.378 | 69.378 | 67.14 | 69.378 | 67.14 | 69.378 | 4380 | 816.87 | 0.058898
6133 | Ventilation | Exhaust Fan | EF-ELEV-02 | Uniform | 0.25 | [5 empty] | 0.25 | 0.75 | 0.75 | 0.7 | 0.1865 |  | 0.5 | All Day | 24.0 | 372 | 336 | 372 | 360 | 372 | 360 | 372 | 372 | 360 | 372 | 360 | 372 | 69.378 | 62.664 | 69.378 | 67.14 | 69.378 | 67.14 | 69.378 | 69.378 | 67.14 | 69.378 | 67.14 | 69.378 | 4380 | 816.87 | 0.058898
6134 | Pump | Circulation Pump P-19 | P-19 | Uniform | 0.25 | [5 empty] | 0.25 | 0.75 | 0.75 | 0.7 | 0.1865 |  | 0.5 | All Day | 24.0 | 372 | 336 | 372 | 360 | 372 | 360 | 372 | 372 | 360 | 372 | 360 | 372 | 69.378 | 62.664 | 69.378 | 67.14 | 69.378 | 67.14 | 69.378 | 69.378 | 67.14 | 69.378 | 67.14 | 69.378 | 4380 | 816.87 | 0.087362
6135 | Ventilation | Cabinet Heaters | FF-1-5 | Uniform | 0.25 | [5 empty] | 0.25 | 0.75 | 0.75 | 0.7 | 0.1865 |  | 0.5 | All Day | 24.0 | 372 | 336 | 372 | 360 | 372 | 360 | 372 | 372 | 360 | 372 | 360 | 372 | 69.378 | 62.664 | 69.378 | 67.14 | 69.378 | 67.14 | 69.378 | 69.378 | 67.14 | 69.378 | 67.14 | 69.378 | 4380 | 816.87 | 0.0056827
6136 | Ventilation | Exhaust Fan | EF-1 | Uniform | 0.25 | [5 empty] | 0.25 | 0.75 | 0.75 | 0.7 | 0.1865 |  | 1 | DNT | 12.0 | 372 | 336 | 372 | 360 | 372 | 360 | 372 | 372 | 360 | 372 | 360 | 372 | 69.378 | 62.664 | 69.378 | 67.14 | 69.378 | 67.14 | 69.378 | 69.378 | 67.14 | 69.378 | 67.14 | 69.378 | 4380 | 816.87 | 0.01462
6137 | Pump | Tower West DHW | TW DHW recirc P3 | Uniform | 0.25 | [5 empty] | 0.25 | 0.75 | 0.75 | 0.7 | 0.1865 |  | 0.5 | All Day | 24.0 | 372 | 336 | 372 | 360 | 372 | 360 | 372 | 372 | 360 | 372 | 360 | 372 | 69.378 | 62.664 | 69.378 | 67.14 | 69.378 | 67.14 | 69.378 | 69.378 | 67.14 | 69.378 | 67.14 | 69.378 | 4380 | 816.87 | 0.31092
6138 | Pump | Tower West DHW | TW DHW recirc P4 | Uniform | 0.25 | [5 empty] | 0.25 | 0.75 | 0.75 | 0.7 | 0.1865 |  | 0.5 | All Day | 24.0 | 372 | 336 | 372 | 360 | 372 | 360 | 372 | 372 | 360 | 372 | 360 | 372 | 69.378 | 62.664 | 69.378 | 67.14 | 69.378 | 67.14 | 69.378 | 69.378 | 67.14 | 69.378 | 67.14 | 69.378 | 4380 | 816.87 | 0.31092
6139 | Pump | Tower West DHW | TW DHW recirc P5 | Uniform | 0.25 | [5 empty] | 0.25 | 0.75 | 0.75 | 0.7 | 0.1865 |  | 0.5 | All Day | 24.0 | 372 | 336 | 372 | 360 | 372 | 360 | 372 | 372 | 360 | 372 | 360 | 372 | 69.378 | 62.664 | 69.378 | 67.14 | 69.378 | 67.14 | 69.378 | 69.378 | 67.14 | 69.378 | 67.14 | 69.378 | 4380 | 816.87 | 0.31092
6140 | Pump | Tower East DHW | TE DHW recirc P3 | Uniform | 0.25 | [5 empty] | 0.25 | 0.75 | 0.75 | 0.7 | 0.1865 |  | 0.5 | All Day | 24.0 | 372 | 336 | 372 | 360 | 372 | 360 | 372 | 372 | 360 | 372 | 360 | 372 | 69.378 | 62.664 | 69.378 | 67.14 | 69.378 | 67.14 | 69.378 | 69.378 | 67.14 | 69.378 | 67.14 | 69.378 | 4380 | 816.87 | 0.31092
6141 | Pump | Tower East DHW | TE DHW recirc P4 | Uniform | 0.25 | [5 empty] | 0.25 | 0.75 | 0.75 | 0.7 | 0.1865 |  | 0.5 | All Day | 24.0 | 372 | 336 | 372 | 360 | 372 | 360 | 372 | 372 | 360 | 372 | 360 | 372 | 69.378 | 62.664 | 69.378 | 67.14 | 69.378 | 67.14 | 69.378 | 69.378 | 67.14 | 69.378 | 67.14 | 69.378 | 4380 | 816.87 | 0.31092
6142 | Pump | Tower East DHW | TE DHW recirc P5 | Uniform | 0.25 | [5 empty] | 0.25 | 0.75 | 0.75 | 0.7 | 0.1865 |  | 0.5 | All Day | 24.0 | 372 | 336 | 372 | 360 | 372 | 360 | 372 | 372 | 360 | 372 | 360 | 372 | 69.378 | 62.664 | 69.378 | 67.14 | 69.378 | 67.14 | 69.378 | 69.378 | 67.14 | 69.378 | 67.14 | 69.378 | 4380 | 816.87 | 0.31092
6143 | Ventilation | Exhaust Fan |  | Uniform | 0.25 | [5 empty] | 0.25 | 0.75 | 0.75 | 0.7 | 0.1865 |  | 0.5 | All Day | 24.0 | 372 | 336 | 372 | 360 | 372 | 360 | 372 | 372 | 360 | 372 | 360 | 372 | 69.378 | 62.664 | 69.378 | 67.14 | 69.378 | 67.14 | 69.378 | 69.378 | 67.14 | 69.378 | 67.14 | 69.378 | 4380 | 816.87 | 0.13771
6144 | Ventilation | Exhaust Fan |  | Uniform | 0.25 | [5 empty] | 0.25 | 0.75 | 0.75 | 0.7 | 0.1865 |  | 0.5 | All Day | 24.0 | 372 | 336 | 372 | 360 | 372 | 360 | 372 | 372 | 360 | 372 | 360 | 372 | 69.378 | 62.664 | 69.378 | 67.14 | 69.378 | 67.14 | 69.378 | 69.378 | 67.14 | 69.378 | 67.14 | 69.378 | 4380 | 816.87 | 0.13771
6145 | Ventilation | Supply fan | SF-1 | Uniform | 0.25 | [5 empty] | 0.25 | 0.75 | 0.75 | 0.7 | 0.1865 |  | 0.5 | All Day | 24.0 | 372 | 336 | 372 | 360 | 372 | 360 | 372 | 372 | 360 | 372 | 360 | 372 | 69.378 | 62.664 | 69.378 | 67.14 | 69.378 | 67.14 | 69.378 | 69.378 | 67.14 | 69.378 | 67.14 | 69.378 | 4380 | 816.87 | 0.23057
6146 | Ventilation | Supply fan | SF-2 | Uniform | 0.25 | [5 empty] | 0.25 | 0.75 | 0.75 | 0.7 | 0.1865 |  | 0.5 | All Day | 24.0 | 372 | 336 | 372 | 360 | 372 | 360 | 372 | 372 | 360 | 372 | 360 | 372 | 69.378 | 62.664 | 69.378 | 67.14 | 69.378 | 67.14 | 69.378 | 69.378 | 67.14 | 69.378 | 67.14 | 69.378 | 4380 | 816.87 | 0.23057
6147 | Ventilation | Exhaust Fan | (W/R) | Uniform | 0.25 | [5 empty] | 0.25 | 0.75 | 0.75 | 0.7 | 0.1865 |  | 0.5 | All Day | 24.0 | 372 | 336 | 372 | 360 | 372 | 360 | 372 | 372 | 360 | 372 | 360 | 372 | 69.378 | 62.664 | 69.378 | 67.14 | 69.378 | 67.14 | 69.378 | 69.378 | 67.14 | 69.378 | 67.14 | 69.378 | 4380 | 816.87 | 0.23057
6148 | Pump | Tower West DHW | TW DHW recirc P3 | Uniform | 0.25 | [5 empty] | 0.25 | 0.75 | 0.75 | 0.7 | 0.1865 |  | 0.5 | All Day | 24.0 | 372 | 336 | 372 | 360 | 372 | 360 | 372 | 372 | 360 | 372 | 360 | 372 | 69.378 | 62.664 | 69.378 | 67.14 | 69.378 | 67.14 | 69.378 | 69.378 | 67.14 | 69.378 | 67.14 | 69.378 | 4380 | 816.87 | 0.31092
6149 | Pump | Tower West DHW | TW DHW recirc P4 | Uniform | 0.25 | [5 empty] | 0.25 | 0.75 | 0.75 | 0.7 | 0.1865 |  | 0.5 | All Day | 24.0 | 372 | 336 | 372 | 360 | 372 | 360 | 372 | 372 | 360 | 372 | 360 | 372 | 69.378 | 62.664 | 69.378 | 67.14 | 69.378 | 67.14 | 69.378 | 69.378 | 67.14 | 69.378 | 67.14 | 69.378 | 4380 | 816.87 | 0.31092
6150 | Pump | Tower West DHW | TW DHW recirc P5 | Uniform | 0.25 | [5 empty] | 0.25 | 0.75 | 0.75 | 0.7 | 0.1865 |  | 0.5 | All Day | 24.0 | 372 | 336 | 372 | 360 | 372 | 360 | 372 | 372 | 360 | 372 | 360 | 372 | 69.378 | 62.664 | 69.378 | 67.14 | 69.378 | 67.14 | 69.378 | 69.378 | 67.14 | 69.378 | 67.14 | 69.378 | 4380 | 816.87 | 0.31092
6151 | Pump | Tower East DHW | TE DHW recirc P3 | Uniform | 0.25 | [5 empty] | 0.25 | 0.75 | 0.75 | 0.7 | 0.1865 |  | 0.5 | All Day | 24.0 | 372 | 336 | 372 | 360 | 372 | 360 | 372 | 372 | 360 | 372 | 360 | 372 | 69.378 | 62.664 | 69.378 | 67.14 | 69.378 | 67.14 | 69.378 | 69.378 | 67.14 | 69.378 | 67.14 | 69.378 | 4380 | 816.87 | 0.31092
6152 | Pump | Tower East DHW | TE DHW recirc P4 | Uniform | 0.25 | [5 empty] | 0.25 | 0.75 | 0.75 | 0.7 | 0.1865 |  | 0.5 | All Day | 24.0 | 372 | 336 | 372 | 360 | 372 | 360 | 372 | 372 | 360 | 372 | 360 | 372 | 69.378 | 62.664 | 69.378 | 67.14 | 69.378 | 67.14 | 69.378 | 69.378 | 67.14 | 69.378 | 67.14 | 69.378 | 4380 | 816.87 | 0.31092
6153 | Pump | Tower East DHW | TE DHW recirc P5 | Uniform | 0.25 | [5 empty] | 0.25 | 0.75 | 0.75 | 0.7 | 0.1865 |  | 0.5 | All Day | 24.0 | 372 | 336 | 372 | 360 | 372 | 360 | 372 | 372 | 360 | 372 | 360 | 372 | 69.378 | 62.664 | 69.378 | 67.14 | 69.378 | 67.14 | 69.378 | 69.378 | 67.14 | 69.378 | 67.14 | 69.378 | 4380 | 816.87 | 0.31092
6154 | Pump | Circulation Pump P-19 | P-19 | Uniform | 0.25 | [5 empty] | 0.25 | 0.75 | 0.75 | 0.7 | 0.1865 |  | 0.5 | All Day | 24.0 | 372 | 336 | 372 | 360 | 372 | 360 | 372 | 372 | 360 | 372 | 360 | 372 | 69.378 | 62.664 | 69.378 | 67.14 | 69.378 | 67.14 | 69.378 | 69.378 | 67.14 | 69.378 | 67.14 | 69.378 | 4380 | 816.87 | 0.079371
6155 | AC system | Condenser Fan | CRCU-1 | Server Room | 0.25 | [5 empty] | 0.25 | 0.75 | 0.75 | 0.7 | 0.1865 |  | 0.5 | 24h 7d | 24.0 | 372 | 336 | 372 | 360 | 372 | 360 | 372 | 372 | 360 | 372 | 360 | 372 | 69.378 | 62.664 | 69.378 | 67.14 | 69.378 | 67.14 | 69.378 | 69.378 | 67.14 | 69.378 | 67.14 | 69.378 | 4380 | 816.87 | 0.096906
6156 | AC system | Condenser Fan | CRCU-2 | Server Room | 0.25 | [5 empty] | 0.25 | 0.75 | 0.75 | 0.7 | 0.1865 |  | 0.5 | 24h 7d | 24.0 | 372 | 336 | 372 | 360 | 372 | 360 | 372 | 372 | 360 | 372 | 360 | 372 | 69.378 | 62.664 | 69.378 | 67.14 | 69.378 | 67.14 | 69.378 | 69.378 | 67.14 | 69.378 | 67.14 | 69.378 | 4380 | 816.87 | 0.096906
6157 | AC system | Condenser Fan | CRCU-3 | Server Room | 0.25 | [5 empty] | 0.25 | 0.75 | 0.75 | 0.7 | 0.1865 |  | 0.5 | 24h 7d | 24.0 | 372 | 336 | 372 | 360 | 372 | 360 | 372 | 372 | 360 | 372 | 360 | 372 | 69.378 | 62.664 | 69.378 | 67.14 | 69.378 | 67.14 | 69.378 | 69.378 | 67.14 | 69.378 | 67.14 | 69.378 | 4380 | 816.87 | 0.096906
6158 | Ventilation | Exhaust Fan | EF-1 | Uniform | 0.25 | [5 empty] | 0.25 | 0.75 | 0.75 | 0.7 | 0.1865 |  | 1 | DNT | 12.0 | 372 | 336 | 372 | 360 | 372 | 360 | 372 | 372 | 360 | 372 | 360 | 372 | 69.378 | 62.664 | 69.378 | 67.14 | 69.378 | 67.14 | 69.378 | 69.378 | 67.14 | 69.378 | 67.14 | 69.378 | 4380 | 816.87 | 0.01462
6159 | Ventilation | Exhaust Fan | FNE601-VTC | Uniform | 0.25 | [5 empty] | 0.25 | 0.75 | 0.75 | 0.7 | 0.1865 |  | 0.5 | All Day | 24.0 | 372 | 336 | 372 | 360 | 372 | 360 | 372 | 372 | 360 | 372 | 360 | 372 | 69.378 | 62.664 | 69.378 | 67.14 | 69.378 | 67.14 | 69.378 | 69.378 | 67.14 | 69.378 | 67.14 | 69.378 | 4380 | 816.87 | 0.045714
6160 | Ventilation | Exhaust Fan | FNE802-VTC | Uniform | 0.25 | [5 empty] | 0.25 | 0.75 | 0.75 | 0.7 | 0.1865 |  | 0.5 | All Day | 24.0 | 372 | 336 | 372 | 360 | 372 | 360 | 372 | 372 | 360 | 372 | 360 | 372 | 69.378 | 62.664 | 69.378 | 67.14 | 69.378 | 67.14 | 69.378 | 69.378 | 67.14 | 69.378 | 67.14 | 69.378 | 4380 | 816.87 | 0.045714
6161 | Pump | DHW Recirc Pump |  | Uniform | 0.25 | [5 empty] | 0.25 | 0.75 | 0.75 | 0.7 | 0.1865 |  | 1 | All Day | 24.0 | 744 | 672 | 744 | 720 | 744 | 720 | 744 | 744 | 720 | 744 | 720 | 744 | 138.756 | 125.328 | 138.756 | 134.28 | 138.756 | 134.28 | 138.756 | 138.756 | 134.28 | 138.756 | 134.28 | 138.756 | 8760 | 1633.74 | 8.3477
6162 | Ventilation | Exhaust Fan | EF-1 | Uniform | 0.25 | [5 empty] | 0.25 | 0.75 | 0.75 | 0.7 | 0.1865 |  | 1 | All Day | 24.0 | 744 | 672 | 744 | 720 | 744 | 720 | 744 | 744 | 720 | 744 | 720 | 744 | 138.756 | 125.328 | 138.756 | 134.28 | 138.756 | 134.28 | 138.756 | 138.756 | 134.28 | 138.756 | 134.28 | 138.756 | 8760 | 1633.74 | 1.0851
6163 | Ventilation | Exhaust Fan | EF-3 | Uniform | 0.25 | [5 empty] | 0.25 | 0.75 | 0.75 | 0.7 | 0.1865 |  | 1 | All Day | 24.0 | 744 | 672 | 744 | 720 | 744 | 720 | 744 | 744 | 720 | 744 | 720 | 744 | 138.756 | 125.328 | 138.756 | 134.28 | 138.756 | 134.28 | 138.756 | 138.756 | 134.28 | 138.756 | 134.28 | 138.756 | 8760 | 1633.74 | 1.0851
6164 | Ventilation | Exhaust Fan | EF-4 | Uniform | 0.25 | [5 empty] | 0.25 | 0.75 | 0.75 | 0.7 | 0.1865 |  | 1 | All Day | 24.0 | 744 | 672 | 744 | 720 | 744 | 720 | 744 | 744 | 720 | 744 | 720 | 744 | 138.756 | 125.328 | 138.756 | 134.28 | 138.756 | 134.28 | 138.756 | 138.756 | 134.28 | 138.756 | 134.28 | 138.756 | 8760 | 1633.74 | 1.0851
6165 | Ventilation | Exhaust Fan | EF-2 | Uniform | 0.25 | [5 empty] | 0.25 | 0.75 | 0.75 | 0.7 | 0.1865 |  | 1 | All Day | 24.0 | 744 | 672 | 744 | 720 | 744 | 720 | 744 | 744 | 720 | 744 | 720 | 744 | 138.756 | 125.328 | 138.756 | 134.28 | 138.756 | 134.28 | 138.756 | 138.756 | 134.28 | 138.756 | 134.28 | 138.756 | 8760 | 1633.74 | 0.47362
6166 | Ventilation | Exhaust Fan | EF-15 | Uniform | 0.25 | [5 empty] | 0.25 | 0.75 | 0.75 | 0.7 | 0.1865 |  | 1 | All Day | 24.0 | 744 | 672 | 744 | 720 | 744 | 720 | 744 | 744 | 720 | 744 | 720 | 744 | 138.756 | 125.328 | 138.756 | 134.28 | 138.756 | 134.28 | 138.756 | 138.756 | 134.28 | 138.756 | 134.28 | 138.756 | 8760 | 1633.74 | 0.47362
6167 | Ventilation | Exhaust Fan | EF-16 | Uniform | 0.25 | [5 empty] | 0.25 | 0.75 | 0.75 | 0.7 | 0.1865 |  | 1 | All Day | 24.0 | 744 | 672 | 744 | 720 | 744 | 720 | 744 | 744 | 720 | 744 | 720 | 744 | 138.756 | 125.328 | 138.756 | 134.28 | 138.756 | 134.28 | 138.756 | 138.756 | 134.28 | 138.756 | 134.28 | 138.756 | 8760 | 1633.74 | 0.47362
6168 | Ventilation | Exhaust Fan | EF-30 | Uniform | 0.25 | [5 empty] | 0.25 | 0.75 | 0.75 | 0.7 | 0.1865 |  | 1 | All Day | 24.0 | 744 | 672 | 744 | 720 | 744 | 720 | 744 | 744 | 720 | 744 | 720 | 744 | 138.756 | 125.328 | 138.756 | 134.28 | 138.756 | 134.28 | 138.756 | 138.756 | 134.28 | 138.756 | 134.28 | 138.756 | 8760 | 1633.74 | 0.47362
6169 | Ventilation | Exhaust Fan | EF-31 | Uniform | 0.25 | [5 empty] | 0.25 | 0.75 | 0.75 | 0.7 | 0.1865 |  | 1 | All Day | 24.0 | 744 | 672 | 744 | 720 | 744 | 720 | 744 | 744 | 720 | 744 | 720 | 744 | 138.756 | 125.328 | 138.756 | 134.28 | 138.756 | 134.28 | 138.756 | 138.756 | 134.28 | 138.756 | 134.28 | 138.756 | 8760 | 1633.74 | 0.47362
6170 | Ventilation | Exhaust Fan | EF-38 | Uniform | 0.25 | [5 empty] | 0.25 | 0.75 | 0.75 | 0.7 | 0.1865 |  | 1 | All Day | 24.0 | 744 | 672 | 744 | 720 | 744 | 720 | 744 | 744 | 720 | 744 | 720 | 744 | 138.756 | 125.328 | 138.756 | 134.28 | 138.756 | 134.28 | 138.756 | 138.756 | 134.28 | 138.756 | 134.28 | 138.756 | 8760 | 1633.74 | 0.47362
6171 | Ventilation | Exhaust Fan | EF-49 | Uniform | 0.25 | [5 empty] | 0.25 | 0.75 | 0.75 | 0.7 | 0.1865 |  | 1 | All Day | 24.0 | 744 | 672 | 744 | 720 | 744 | 720 | 744 | 744 | 720 | 744 | 720 | 744 | 138.756 | 125.328 | 138.756 | 134.28 | 138.756 | 134.28 | 138.756 | 138.756 | 134.28 | 138.756 | 134.28 | 138.756 | 8760 | 1633.74 | 0.47362
6172 | Ventilation | Exhaust Fan | EF-52 | Uniform | 0.25 | [5 empty] | 0.25 | 0.75 | 0.75 | 0.7 | 0.1865 |  | 1 | All Day | 24.0 | 744 | 672 | 744 | 720 | 744 | 720 | 744 | 744 | 720 | 744 | 720 | 744 | 138.756 | 125.328 | 138.756 | 134.28 | 138.756 | 134.28 | 138.756 | 138.756 | 134.28 | 138.756 | 134.28 | 138.756 | 8760 | 1633.74 | 0.47362
6173 | Ventilation | Exhaust Fan | EF-53 | Uniform | 0.25 | [5 empty] | 0.25 | 0.75 | 0.75 | 0.7 | 0.1865 |  | 1 | All Day | 24.0 | 744 | 672 | 744 | 720 | 744 | 720 | 744 | 744 | 720 | 744 | 720 | 744 | 138.756 | 125.328 | 138.756 | 134.28 | 138.756 | 134.28 | 138.756 | 138.756 | 134.28 | 138.756 | 134.28 | 138.756 | 8760 | 1633.74 | 0.47362
6174 | Ventilation | Exhaust Fan | EF-1-1 | Uniform | 0.25 | [5 empty] | 0.25 | 0.75 | 0.75 | 0.7 | 0.1865 |  | 1 | All Day | 24.0 | 744 | 672 | 744 | 720 | 744 | 720 | 744 | 744 | 720 | 744 | 720 | 744 | 138.756 | 125.328 | 138.756 | 134.28 | 138.756 | 134.28 | 138.756 | 138.756 | 134.28 | 138.756 | 134.28 | 138.756 | 8760 | 1633.74 | 0.1178
6175 | Ventilation | Exhaust Fan | EF-2-1 | Uniform | 0.25 | [5 empty] | 0.25 | 0.75 | 0.75 | 0.7 | 0.1865 |  | 1 | All Day | 24.0 | 744 | 672 | 744 | 720 | 744 | 720 | 744 | 744 | 720 | 744 | 720 | 744 | 138.756 | 125.328 | 138.756 | 134.28 | 138.756 | 134.28 | 138.756 | 138.756 | 134.28 | 138.756 | 134.28 | 138.756 | 8760 | 1633.74 | 0.1178
6176 | Ventilation | Exhaust Fan | EF-2-2 | Uniform | 0.25 | [5 empty] | 0.25 | 0.75 | 0.75 | 0.7 | 0.1865 |  | 1 | All Day | 24.0 | 744 | 672 | 744 | 720 | 744 | 720 | 744 | 744 | 720 | 744 | 720 | 744 | 138.756 | 125.328 | 138.756 | 134.28 | 138.756 | 134.28 | 138.756 | 138.756 | 134.28 | 138.756 | 134.28 | 138.756 | 8760 | 1633.74 | 0.1178
6177 | Ventilation | Exhaust Fan | EF-2-3 | Uniform | 0.25 | [5 empty] | 0.25 | 0.75 | 0.75 | 0.7 | 0.1865 |  | 1 | All Day | 24.0 | 744 | 672 | 744 | 720 | 744 | 720 | 744 | 744 | 720 | 744 | 720 | 744 | 138.756 | 125.328 | 138.756 | 134.28 | 138.756 | 134.28 | 138.756 | 138.756 | 134.28 | 138.756 | 134.28 | 138.756 | 8760 | 1633.74 | 0.1178
6178 | Ventilation | Exhaust Fan | EF-4-2 | Uniform | 0.25 | [5 empty] | 0.25 | 0.75 | 0.75 | 0.7 | 0.1865 |  | 1 | All Day | 24.0 | 744 | 672 | 744 | 720 | 744 | 720 | 744 | 744 | 720 | 744 | 720 | 744 | 138.756 | 125.328 | 138.756 | 134.28 | 138.756 | 134.28 | 138.756 | 138.756 | 134.28 | 138.756 | 134.28 | 138.756 | 8760 | 1633.74 | 0.1178
6179 | Ventilation | Exhaust Fan | EF-4-3 | Uniform | 0.25 | [5 empty] | 0.25 | 0.75 | 0.75 | 0.7 | 0.1865 |  | 1 | All Day | 24.0 | 744 | 672 | 744 | 720 | 744 | 720 | 744 | 744 | 720 | 744 | 720 | 744 | 138.756 | 125.328 | 138.756 | 134.28 | 138.756 | 134.28 | 138.756 | 138.756 | 134.28 | 138.756 | 134.28 | 138.756 | 8760 | 1633.74 | 0.1178
6180 | Ventilation | Exhaust Fan | 34-01-013 | Uniform | 0.25 | [5 empty] | 0.25 | 0.75 | 0.75 | 0.7 | 0.1865 |  | 1 | All Day | 24.0 | 744 | 672 | 744 | 720 | 744 | 720 | 744 | 744 | 720 | 744 | 720 | 744 | 138.756 | 125.328 | 138.756 | 134.28 | 138.756 | 134.28 | 138.756 | 138.756 | 134.28 | 138.756 | 134.28 | 138.756 | 8760 | 1633.74 | 2.1146
6181 | Ventilation | Exhaust Fan | 34-01-018 | Uniform | 0.25 | [5 empty] | 0.25 | 0.75 | 0.75 | 0.7 | 0.1865 |  | 1 | All Day | 24.0 | 744 | 672 | 744 | 720 | 744 | 720 | 744 | 744 | 720 | 744 | 720 | 744 | 138.756 | 125.328 | 138.756 | 134.28 | 138.756 | 134.28 | 138.756 | 138.756 | 134.28 | 138.756 | 134.28 | 138.756 | 8760 | 1633.74 | 2.1146
6182 | Ventilation | EF | AX-10 | Uniform | 0.25 | [5 empty] | 0.25 | 0.75 | 0.75 | 0.7 | 0.1865 |  | 1 |  | 24.0 | 744 | 672 | 744 | 720 | 744 | 720 | 744 | 744 | 720 | 744 | 720 | 744 | 138.756 | 125.328 | 138.756 | 134.28 | 138.756 | 134.28 | 138.756 | 138.756 | 134.28 | 138.756 | 134.28 | 138.756 | 8760 | 1633.74 | 0.25005
6183 | Ventilation | EF |  | Uniform | 0.25 |  | 1 |  | 120.0 |  | 0.25 | 0.75 | 0.75 | 0.67 | 0.1865 |  | 1 |  | 24.0 | 744 | 672 | 744 | 720 | 744 | 720 | 744 | 744 | 720 | 744 | 720 | 744 | 138.756 | 125.328 | 138.756 | 134.28 | 138.756 | 134.28 | 138.756 | 138.756 | 134.28 | 138.756 | 134.28 | 138.756 | 8760 | 1633.74 | 0.25005
6184 | Fume hoods | Fume Hood | FH6 | Uniform | 0.25 | [5 empty] | 0.25 | 0.75 | 0.75 | 0.7 | 0.1865 |  | 1 |  | 24.0 | 744 | 672 | 744 | 720 | 744 | 720 | 744 | 744 | 720 | 744 | 720 | 744 | 138.756 | 125.328 | 138.756 | 134.28 | 138.756 | 134.28 | 138.756 | 138.756 | 134.28 | 138.756 | 134.28 | 138.756 | 8760 | 1633.74 | 0.25005
6185 | Fume hoods | Fume Hood | FH7 | Uniform | 0.25 |  | 1 |  |  |  | 0.25 | 0.75 | 0.75 | 0.67 | 0.1865 |  | 1 |  | 24.0 | 744 | 672 | 744 | 720 | 744 | 720 | 744 | 744 | 720 | 744 | 720 | 744 | 138.756 | 125.328 | 138.756 | 134.28 | 138.756 | 134.28 | 138.756 | 138.756 | 134.28 | 138.756 | 134.28 | 138.756 | 8760 | 1633.74 | 0.25005
6186 | Fume hoods | Fume Hood | FH20 | Uniform | 0.25 | [5 empty] | 0.25 | 0.75 | 0.75 | 0.7 | 0.1865 |  | 1 |  | 24.0 | 744 | 672 | 744 | 720 | 744 | 720 | 744 | 744 | 720 | 744 | 720 | 744 | 138.756 | 125.328 | 138.756 | 134.28 | 138.756 | 134.28 | 138.756 | 138.756 | 134.28 | 138.756 | 134.28 | 138.756 | 8760 | 1633.74 | 0.25005
6187 | Fume hoods | Fume Hood |  | Uniform | 0.25 |  | 1 |  | 115.0 | 4.4 | 0.25 | 0.75 | 0.75 | 0.67 | 0.1865 |  | 1 |  | 24.0 | 744 | 672 | 744 | 720 | 744 | 720 | 744 | 744 | 720 | 744 | 720 | 744 | 138.756 | 125.328 | 138.756 | 134.28 | 138.756 | 134.28 | 138.756 | 138.756 | 134.28 | 138.756 | 134.28 | 138.756 | 8760 | 1633.74 | 0.25005
6188 | Pump | 3 DHW circ pumps |  | Uniform | 0.25 | [5 empty] | 0.25 | 0.75 | 0.75 | 0.7 | 0.1865 |  | 1 | All Day | 24.0 | 744 | 672 | 744 | 720 | 744 | 720 | 744 | 744 | 720 | 744 | 720 | 744 | 138.756 | 125.328 | 138.756 | 134.28 | 138.756 | 134.28 | 138.756 | 138.756 | 134.28 | 138.756 | 134.28 | 138.756 | 8760 | 1633.74 | 0.094081
6189 | Ventilation | Exhaust Fan | EF-4 | EF | 0.25 | [5 empty] | 0.25 | 0.75 | 0.75 | 0.7 | 0.1865 |  | 1 |  | 24.0 | 744 | 672 | 744 | 720 | 744 | 720 | 744 | 744 | 720 | 744 | 720 | 744 | 138.756 | 125.328 | 138.756 | 134.28 | 138.756 | 134.28 | 138.756 | 138.756 | 134.28 | 138.756 | 134.28 | 138.756 | 8760 | 1633.74 | 0.11398
6190 | Ventilation | Exhaust Fan | EF-5 | EF | 0.25 | [5 empty] | 0.25 | 0.75 | 0.75 | 0.7 | 0.1865 |  | 1 |  | 24.0 | 744 | 672 | 744 | 720 | 744 | 720 | 744 | 744 | 720 | 744 | 720 | 744 | 138.756 | 125.328 | 138.756 | 134.28 | 138.756 | 134.28 | 138.756 | 138.756 | 134.28 | 138.756 | 134.28 | 138.756 | 8760 | 1633.74 | 0.11398
6191 | Ventilation | Exhaust Fan | EF-18 | EF | 0.25 | [5 empty] | 0.25 | 0.75 | 0.75 | 0.7 | 0.1865 |  | 1 |  | 24.0 | 744 | 672 | 744 | 720 | 744 | 720 | 744 | 744 | 720 | 744 | 720 | 744 | 138.756 | 125.328 | 138.756 | 134.28 | 138.756 | 134.28 | 138.756 | 138.756 | 134.28 | 138.756 | 134.28 | 138.756 | 8760 | 1633.74 | 0.11398
6192 | Ventilation | Exhaust Fan | EF-22 | EF | 0.25 | [5 empty] | 0.25 | 0.75 | 0.75 | 0.7 | 0.1865 |  | 1 |  | 24.0 | 744 | 672 | 744 | 720 | 744 | 720 | 744 | 744 | 720 | 744 | 720 | 744 | 138.756 | 125.328 | 138.756 | 134.28 | 138.756 | 134.28 | 138.756 | 138.756 | 134.28 | 138.756 | 134.28 | 138.756 | 8760 | 1633.74 | 0.11398
6193 | Ventilation | Exhaust Fan | EF-36 | EF | 0.25 | [5 empty] | 0.25 | 0.75 | 0.75 | 0.7 | 0.1865 |  | 1 |  | 24.0 | 744 | 672 | 744 | 720 | 744 | 720 | 744 | 744 | 720 | 744 | 720 | 744 | 138.756 | 125.328 | 138.756 | 134.28 | 138.756 | 134.28 | 138.756 | 138.756 | 134.28 | 138.756 | 134.28 | 138.756 | 8760 | 1633.74 | 0.11398
6194 | Ventilation | Exhaust Fan | EF-37 | EF | 0.25 | [5 empty] | 0.25 | 0.75 | 0.75 | 0.7 | 0.1865 |  | 1 |  | 24.0 | 744 | 672 | 744 | 720 | 744 | 720 | 744 | 744 | 720 | 744 | 720 | 744 | 138.756 | 125.328 | 138.756 | 134.28 | 138.756 | 134.28 | 138.756 | 138.756 | 134.28 | 138.756 | 134.28 | 138.756 | 8760 | 1633.74 | 0.11398
6195 | Ventilation | Exhaust Fan | EF-38 | Uniform | 0.25 | [5 empty] | 0.25 | 0.75 | 0.75 | 0.7 | 0.1865 |  | 1 |  | 24.0 | 744 | 672 | 744 | 720 | 744 | 720 | 744 | 744 | 720 | 744 | 720 | 744 | 138.756 | 125.328 | 138.756 | 134.28 | 138.756 | 134.28 | 138.756 | 138.756 | 134.28 | 138.756 | 134.28 | 138.756 | 8760 | 1633.74 | 0.11398
6196 | Ventilation | Exhaust Fan | EF-40 | EF | 0.25 | [5 empty] | 0.25 | 0.75 | 0.75 | 0.7 | 0.1865 |  | 1 |  | 24.0 | 744 | 672 | 744 | 720 | 744 | 720 | 744 | 744 | 720 | 744 | 720 | 744 | 138.756 | 125.328 | 138.756 | 134.28 | 138.756 | 134.28 | 138.756 | 138.756 | 134.28 | 138.756 | 134.28 | 138.756 | 8760 | 1633.74 | 0.11398
6197 | Ventilation | Exhaust Fan | EF-53 | EF | 0.25 | [5 empty] | 0.25 | 0.75 | 0.75 | 0.7 | 0.1865 |  | 1 |  | 24.0 | 744 | 672 | 744 | 720 | 744 | 720 | 744 | 744 | 720 | 744 | 720 | 744 | 138.756 | 125.328 | 138.756 | 134.28 | 138.756 | 134.28 | 138.756 | 138.756 | 134.28 | 138.756 | 134.28 | 138.756 | 8760 | 1633.74 | 0.11398
6198 | Ventilation | Exhaust Fan | EF-58 | EF | 0.25 | [5 empty] | 0.25 | 0.75 | 0.75 | 0.7 | 0.1865 |  | 1 |  | 24.0 | 744 | 672 | 744 | 720 | 744 | 720 | 744 | 744 | 720 | 744 | 720 | 744 | 138.756 | 125.328 | 138.756 | 134.28 | 138.756 | 134.28 | 138.756 | 138.756 | 134.28 | 138.756 | 134.28 | 138.756 | 8760 | 1633.74 | 0.11398
6199 | Ventilation | Exhaust Fan | EF-60 | EF | 0.25 | [5 empty] | 0.25 | 0.75 | 0.75 | 0.7 | 0.1865 |  | 1 |  | 24.0 | 744 | 672 | 744 | 720 | 744 | 720 | 744 | 744 | 720 | 744 | 720 | 744 | 138.756 | 125.328 | 138.756 | 134.28 | 138.756 | 134.28 | 138.756 | 138.756 | 134.28 | 138.756 | 134.28 | 138.756 | 8760 | 1633.74 | 0.11398
6200 | Ventilation | Exhaust Fan | EF-68 | EF | 0.25 | [5 empty] | 0.25 | 0.75 | 0.75 | 0.7 | 0.1865 |  | 1 |  | 24.0 | 744 | 672 | 744 | 720 | 744 | 720 | 744 | 744 | 720 | 744 | 720 | 744 | 138.756 | 125.328 | 138.756 | 134.28 | 138.756 | 134.28 | 138.756 | 138.756 | 134.28 | 138.756 | 134.28 | 138.756 | 8760 | 1633.74 | 0.11398
6201 | Ventilation | Exhaust Fan | EF-69 | EF | 0.25 | [5 empty] | 0.25 | 0.75 | 0.75 | 0.7 | 0.1865 |  | 1 |  | 24.0 | 744 | 672 | 744 | 720 | 744 | 720 | 744 | 744 | 720 | 744 | 720 | 744 | 138.756 | 125.328 | 138.756 | 134.28 | 138.756 | 134.28 | 138.756 | 138.756 | 134.28 | 138.756 | 134.28 | 138.756 | 8760 | 1633.74 | 0.11398
6202 | Ventilation | Exhaust Fan | EF-72 | EF | 0.25 | [5 empty] | 0.25 | 0.75 | 0.75 | 0.7 | 0.1865 |  | 1 |  | 24.0 | 744 | 672 | 744 | 720 | 744 | 720 | 744 | 744 | 720 | 744 | 720 | 744 | 138.756 | 125.328 | 138.756 | 134.28 | 138.756 | 134.28 | 138.756 | 138.756 | 134.28 | 138.756 | 134.28 | 138.756 | 8760 | 1633.74 | 0.11398
6203 | Ventilation | Exhaust Fan | EF-74 | EF | 0.25 | [5 empty] | 0.25 | 0.75 | 0.75 | 0.7 | 0.1865 |  | 1 |  | 24.0 | 744 | 672 | 744 | 720 | 744 | 720 | 744 | 744 | 720 | 744 | 720 | 744 | 138.756 | 125.328 | 138.756 | 134.28 | 138.756 | 134.28 | 138.756 | 138.756 | 134.28 | 138.756 | 134.28 | 138.756 | 8760 | 1633.74 | 0.11398
6204 | Ventilation | Exhaust Fan | EF | Uniform | 0.25 | [5 empty] | 0.25 | 0.75 | 0.75 | 0.7 | 0.1865 |  | 1 | All Day | 24.0 | 744 | 672 | 744 | 720 | 744 | 720 | 744 | 744 | 720 | 744 | 720 | 744 | 138.756 | 125.328 | 138.756 | 134.28 | 138.756 | 134.28 | 138.756 | 138.756 | 134.28 | 138.756 | 134.28 | 138.756 | 8760 | 1633.74 | 1.5201
6205 | Ventilation | Supply Fan | Liebert Unit | Uniform | 0.25 | [5 empty] | 0.25 | 0.75 | 0.75 | 0.7 | 0.1865 |  | 1 | All Day | 24.0 | 744 | 672 | 744 | 720 | 744 | 720 | 744 | 744 | 720 | 744 | 720 | 744 | 138.756 | 125.328 | 138.756 | 134.28 | 138.756 | 134.28 | 138.756 | 138.756 | 134.28 | 138.756 | 134.28 | 138.756 | 8760 | 1633.74 | 0.53347
6206 | Ventilation | Exhaust Fan |  | Uniform | 0.25 | [5 empty] | 0.25 | 0.75 | 0.75 | 0.7 | 0.1865 |  | 1 | All Day | 24.0 | 744 | 672 | 744 | 720 | 744 | 720 | 744 | 744 | 720 | 744 | 720 | 744 | 138.756 | 125.328 | 138.756 | 134.28 | 138.756 | 134.28 | 138.756 | 138.756 | 134.28 | 138.756 | 134.28 | 138.756 | 8760 | 1633.74 | 1.4727
6207 | Ventilation | Exhaust fan | EF-17 | Uniform | 0.25 | [5 empty] | 0.25 | 0.75 | 0.75 | 0.7 | 0.1865 |  | 1 | All Day | 24.0 | 744 | 672 | 744 | 720 | 744 | 720 | 744 | 744 | 720 | 744 | 720 | 744 | 138.756 | 125.328 | 138.756 | 134.28 | 138.756 | 134.28 | 138.756 | 138.756 | 134.28 | 138.756 | 134.28 | 138.756 | 8760 | 1633.74 | 0.20194
6208 | Ventilation | Exhaust fan | EF-19 | Uniform | 0.25 | [5 empty] | 0.25 | 0.75 | 0.75 | 0.7 | 0.1865 |  | 1 | All Day | 24.0 | 744 | 672 | 744 | 720 | 744 | 720 | 744 | 744 | 720 | 744 | 720 | 744 | 138.756 | 125.328 | 138.756 | 134.28 | 138.756 | 134.28 | 138.756 | 138.756 | 134.28 | 138.756 | 134.28 | 138.756 | 8760 | 1633.74 | 0.20194
6209 | Pump | DHW Recirc Pump |  | Uniform | 0.25 | [5 empty] | 0.25 | 0.75 | 0.75 | 0.7 | 0.1865 |  | 1 | All Day | 24.0 | 744 | 672 | 744 | 720 | 744 | 720 | 744 | 744 | 720 | 744 | 720 | 744 | 138.756 | 125.328 | 138.756 | 134.28 | 138.756 | 134.28 | 138.756 | 138.756 | 134.28 | 138.756 | 134.28 | 138.756 | 8760 | 1633.74 | 0.67689
6210 | Ventilation | Exhaust Fan | EF-1 | Uniform | 0.25 | [5 empty] | 0.25 | 0.75 | 0.75 | 0.7 | 0.1865 |  | 1 | All Day | 24.0 | 744 | 672 | 744 | 720 | 744 | 720 | 744 | 744 | 720 | 744 | 720 | 744 | 138.756 | 125.328 | 138.756 | 134.28 | 138.756 | 134.28 | 138.756 | 138.756 | 134.28 | 138.756 | 134.28 | 138.756 | 8760 | 1633.74 | 1.557
6211 | Ventilation | Exhaust Fan | EF-11 | Uniform | 0.25 | [5 empty] | 0.25 | 0.75 | 0.75 | 0.7 | 0.1865 |  | 1 | All Day | 24.0 | 744 | 672 | 744 | 720 | 744 | 720 | 744 | 744 | 720 | 744 | 720 | 744 | 138.756 | 125.328 | 138.756 | 134.28 | 138.756 | 134.28 | 138.756 | 138.756 | 134.28 | 138.756 | 134.28 | 138.756 | 8760 | 1633.74 | 1.557
6212 | Ventilation | Exhaust Fan | EF-2 | Uniform | 0.25 | [5 empty] | 0.25 | 0.75 | 0.75 | 0.7 | 0.1865 |  | 1 | All Day | 24.0 | 744 | 672 | 744 | 720 | 744 | 720 | 744 | 744 | 720 | 744 | 720 | 744 | 138.756 | 125.328 | 138.756 | 134.28 | 138.756 | 134.28 | 138.756 | 138.756 | 134.28 | 138.756 | 134.28 | 138.756 | 8760 | 1633.74 | 1.557
6213 | Ventilation | Exhaust Fan | EF-3 | Uniform | 0.25 | [5 empty] | 0.25 | 0.75 | 0.75 | 0.7 | 0.1865 |  | 1 | All Day | 24.0 | 744 | 672 | 744 | 720 | 744 | 720 | 744 | 744 | 720 | 744 | 720 | 744 | 138.756 | 125.328 | 138.756 | 134.28 | 138.756 | 134.28 | 138.756 | 138.756 | 134.28 | 138.756 | 134.28 | 138.756 | 8760 | 1633.74 | 1.557
6214 | Ventilation | Exhaust Fan | EF-4 | Uniform | 0.25 | [5 empty] | 0.25 | 0.75 | 0.75 | 0.7 | 0.1865 |  | 1 | All Day | 24.0 | 744 | 672 | 744 | 720 | 744 | 720 | 744 | 744 | 720 | 744 | 720 | 744 | 138.756 | 125.328 | 138.756 | 134.28 | 138.756 | 134.28 | 138.756 | 138.756 | 134.28 | 138.756 | 134.28 | 138.756 | 8760 | 1633.74 | 1.557
6215 | Ventilation | Exhaust Fan | EF-7 | Uniform | 0.25 | [5 empty] | 0.25 | 0.75 | 0.75 | 0.7 | 0.1865 |  | 1 | All Day | 24.0 | 744 | 672 | 744 | 720 | 744 | 720 | 744 | 744 | 720 | 744 | 720 | 744 | 138.756 | 125.328 | 138.756 | 134.28 | 138.756 | 134.28 | 138.756 | 138.756 | 134.28 | 138.756 | 134.28 | 138.756 | 8760 | 1633.74 | 1.557
6216 | Ventilation | Exhaust Fan | EF-4 | EF | 0.25 | [5 empty] | 0.25 | 0.75 | 0.75 | 0.7 | 0.1865 |  | 1 |  | 24.0 | 744 | 672 | 744 | 720 | 744 | 720 | 744 | 744 | 720 | 744 | 720 | 744 | 138.756 | 125.328 | 138.756 | 134.28 | 138.756 | 134.28 | 138.756 | 138.756 | 134.28 | 138.756 | 134.28 | 138.756 | 8760 | 1633.74 | 0.11499
6217 | Ventilation | Exhaust Fan | EF-5 | EF | 0.25 | [5 empty] | 0.25 | 0.75 | 0.75 | 0.7 | 0.1865 |  | 1 |  | 24.0 | 744 | 672 | 744 | 720 | 744 | 720 | 744 | 744 | 720 | 744 | 720 | 744 | 138.756 | 125.328 | 138.756 | 134.28 | 138.756 | 134.28 | 138.756 | 138.756 | 134.28 | 138.756 | 134.28 | 138.756 | 8760 | 1633.74 | 0.11499
6218 | Ventilation | Exhaust Fan | EF-18 | EF | 0.25 | [5 empty] | 0.25 | 0.75 | 0.75 | 0.7 | 0.1865 |  | 1 |  | 24.0 | 744 | 672 | 744 | 720 | 744 | 720 | 744 | 744 | 720 | 744 | 720 | 744 | 138.756 | 125.328 | 138.756 | 134.28 | 138.756 | 134.28 | 138.756 | 138.756 | 134.28 | 138.756 | 134.28 | 138.756 | 8760 | 1633.74 | 0.11499
6219 | Ventilation | Exhaust Fan | EF-22 | EF | 0.25 | [5 empty] | 0.25 | 0.75 | 0.75 | 0.7 | 0.1865 |  | 1 |  | 24.0 | 744 | 672 | 744 | 720 | 744 | 720 | 744 | 744 | 720 | 744 | 720 | 744 | 138.756 | 125.328 | 138.756 | 134.28 | 138.756 | 134.28 | 138.756 | 138.756 | 134.28 | 138.756 | 134.28 | 138.756 | 8760 | 1633.74 | 0.11499
6220 | Ventilation | Exhaust Fan | EF-36 | EF | 0.25 | [5 empty] | 0.25 | 0.75 | 0.75 | 0.7 | 0.1865 |  | 1 |  | 24.0 | 744 | 672 | 744 | 720 | 744 | 720 | 744 | 744 | 720 | 744 | 720 | 744 | 138.756 | 125.328 | 138.756 | 134.28 | 138.756 | 134.28 | 138.756 | 138.756 | 134.28 | 138.756 | 134.28 | 138.756 | 8760 | 1633.74 | 0.11499
6221 | Ventilation | Exhaust Fan | EF-37 | EF | 0.25 | [5 empty] | 0.25 | 0.75 | 0.75 | 0.7 | 0.1865 |  | 1 |  | 24.0 | 744 | 672 | 744 | 720 | 744 | 720 | 744 | 744 | 720 | 744 | 720 | 744 | 138.756 | 125.328 | 138.756 | 134.28 | 138.756 | 134.28 | 138.756 | 138.756 | 134.28 | 138.756 | 134.28 | 138.756 | 8760 | 1633.74 | 0.11499
6222 | Ventilation | Exhaust Fan | EF-38 | Uniform | 0.25 | [5 empty] | 0.25 | 0.75 | 0.75 | 0.7 | 0.1865 |  | 1 |  | 24.0 | 744 | 672 | 744 | 720 | 744 | 720 | 744 | 744 | 720 | 744 | 720 | 744 | 138.756 | 125.328 | 138.756 | 134.28 | 138.756 | 134.28 | 138.756 | 138.756 | 134.28 | 138.756 | 134.28 | 138.756 | 8760 | 1633.74 | 0.11499
6223 | Ventilation | Exhaust Fan | EF-40 | EF | 0.25 | [5 empty] | 0.25 | 0.75 | 0.75 | 0.7 | 0.1865 |  | 1 |  | 24.0 | 744 | 672 | 744 | 720 | 744 | 720 | 744 | 744 | 720 | 744 | 720 | 744 | 138.756 | 125.328 | 138.756 | 134.28 | 138.756 | 134.28 | 138.756 | 138.756 | 134.28 | 138.756 | 134.28 | 138.756 | 8760 | 1633.74 | 0.11499
6224 | Ventilation | Exhaust Fan | EF-53 | EF | 0.25 | [5 empty] | 0.25 | 0.75 | 0.75 | 0.7 | 0.1865 |  | 1 |  | 24.0 | 744 | 672 | 744 | 720 | 744 | 720 | 744 | 744 | 720 | 744 | 720 | 744 | 138.756 | 125.328 | 138.756 | 134.28 | 138.756 | 134.28 | 138.756 | 138.756 | 134.28 | 138.756 | 134.28 | 138.756 | 8760 | 1633.74 | 0.11499
6225 | Ventilation | Exhaust Fan | EF-58 | EF | 0.25 | [5 empty] | 0.25 | 0.75 | 0.75 | 0.7 | 0.1865 |  | 1 |  | 24.0 | 744 | 672 | 744 | 720 | 744 | 720 | 744 | 744 | 720 | 744 | 720 | 744 | 138.756 | 125.328 | 138.756 | 134.28 | 138.756 | 134.28 | 138.756 | 138.756 | 134.28 | 138.756 | 134.28 | 138.756 | 8760 | 1633.74 | 0.11499
6226 | Ventilation | Exhaust Fan | EF-60 | EF | 0.25 | [5 empty] | 0.25 | 0.75 | 0.75 | 0.7 | 0.1865 |  | 1 |  | 24.0 | 744 | 672 | 744 | 720 | 744 | 720 | 744 | 744 | 720 | 744 | 720 | 744 | 138.756 | 125.328 | 138.756 | 134.28 | 138.756 | 134.28 | 138.756 | 138.756 | 134.28 | 138.756 | 134.28 | 138.756 | 8760 | 1633.74 | 0.11499
6227 | Ventilation | Exhaust Fan | EF-68 | EF | 0.25 | [5 empty] | 0.25 | 0.75 | 0.75 | 0.7 | 0.1865 |  | 1 |  | 24.0 | 744 | 672 | 744 | 720 | 744 | 720 | 744 | 744 | 720 | 744 | 720 | 744 | 138.756 | 125.328 | 138.756 | 134.28 | 138.756 | 134.28 | 138.756 | 138.756 | 134.28 | 138.756 | 134.28 | 138.756 | 8760 | 1633.74 | 0.11499
6228 | Ventilation | Exhaust Fan | EF-69 | EF | 0.25 | [5 empty] | 0.25 | 0.75 | 0.75 | 0.7 | 0.1865 |  | 1 |  | 24.0 | 744 | 672 | 744 | 720 | 744 | 720 | 744 | 744 | 720 | 744 | 720 | 744 | 138.756 | 125.328 | 138.756 | 134.28 | 138.756 | 134.28 | 138.756 | 138.756 | 134.28 | 138.756 | 134.28 | 138.756 | 8760 | 1633.74 | 0.11499
6229 | Ventilation | Exhaust Fan | EF-72 | EF | 0.25 | [5 empty] | 0.25 | 0.75 | 0.75 | 0.7 | 0.1865 |  | 1 |  | 24.0 | 744 | 672 | 744 | 720 | 744 | 720 | 744 | 744 | 720 | 744 | 720 | 744 | 138.756 | 125.328 | 138.756 | 134.28 | 138.756 | 134.28 | 138.756 | 138.756 | 134.28 | 138.756 | 134.28 | 138.756 | 8760 | 1633.74 | 0.11499
6230 | Ventilation | Exhaust Fan | EF-74 | EF | 0.25 | [5 empty] | 0.25 | 0.75 | 0.75 | 0.7 | 0.1865 |  | 1 |  | 24.0 | 744 | 672 | 744 | 720 | 744 | 720 | 744 | 744 | 720 | 744 | 720 | 744 | 138.756 | 125.328 | 138.756 | 134.28 | 138.756 | 134.28 | 138.756 | 138.756 | 134.28 | 138.756 | 134.28 | 138.756 | 8760 | 1633.74 | 0.11499
6231 | Ventilation | Exhaust Fan | EF-1 | Uniform | 0.25 | [5 empty] | 0.25 | 0.75 | 0.75 | 0.7 | 0.1865 |  | 1 |  | 24.0 | 744 | 672 | 744 | 720 | 744 | 720 | 744 | 744 | 720 | 744 | 720 | 744 | 138.756 | 125.328 | 138.756 | 134.28 | 138.756 | 134.28 | 138.756 | 138.756 | 134.28 | 138.756 | 134.28 | 138.756 | 8760 | 1633.74 | 2.7783
6232 | Ventilation | Exhaust Fan | EF-3 | Uniform | 0.25 | [5 empty] | 0.25 | 0.75 | 0.75 | 0.7 | 0.1865 |  | 1 |  | 24.0 | 744 | 672 | 744 | 720 | 744 | 720 | 744 | 744 | 720 | 744 | 720 | 744 | 138.756 | 125.328 | 138.756 | 134.28 | 138.756 | 134.28 | 138.756 | 138.756 | 134.28 | 138.756 | 134.28 | 138.756 | 8760 | 1633.74 | 2.7783
6233 | Ventilation | Exhaust Fan | EF-4 DDC | Uniform | 0.25 | [5 empty] | 0.25 | 0.75 | 0.75 | 0.7 | 0.1865 |  | 1 |  | 24.0 | 744 | 672 | 744 | 720 | 744 | 720 | 744 | 744 | 720 | 744 | 720 | 744 | 138.756 | 125.328 | 138.756 | 134.28 | 138.756 | 134.28 | 138.756 | 138.756 | 134.28 | 138.756 | 134.28 | 138.756 | 8760 | 1633.74 | 2.7783
6234 | Ventilation | Exhaust Fan | EF-7 DDC | Uniform | 0.25 | [5 empty] | 0.25 | 0.75 | 0.75 | 0.7 | 0.1865 |  | 1 |  | 24.0 | 744 | 672 | 744 | 720 | 744 | 720 | 744 | 744 | 720 | 744 | 720 | 744 | 138.756 | 125.328 | 138.756 | 134.28 | 138.756 | 134.28 | 138.756 | 138.756 | 134.28 | 138.756 | 134.28 | 138.756 | 8760 | 1633.74 | 2.7783
6235 | Ventilation | Exhaust Fan | EF-3 | Uniform | 0.25 | [5 empty] | 0.25 | 0.75 | 0.75 | 0.7 | 0.1865 |  | 1 | All Day | 24.0 | 744 | 672 | 744 | 720 | 744 | 720 | 744 | 744 | 720 | 744 | 720 | 744 | 138.756 | 125.328 | 138.756 | 134.28 | 138.756 | 134.28 | 138.756 | 138.756 | 134.28 | 138.756 | 134.28 | 138.756 | 8760 | 1633.74 | 0.29393
6236 | Ventilation | Exhaust Fan | EF-5 | Uniform | 0.25 | [5 empty] | 0.25 | 0.75 | 0.75 | 0.7 | 0.1865 |  | 1 | All Day | 24.0 | 744 | 672 | 744 | 720 | 744 | 720 | 744 | 744 | 720 | 744 | 720 | 744 | 138.756 | 125.328 | 138.756 | 134.28 | 138.756 | 134.28 | 138.756 | 138.756 | 134.28 | 138.756 | 134.28 | 138.756 | 8760 | 1633.74 | 0.29393
6237 | Ventilation | Exhaust Fan | EF-22 | Uniform | 0.25 | [5 empty] | 0.25 | 0.75 | 0.75 | 0.7 | 0.1865 |  | 1 | All Day | 24.0 | 744 | 672 | 744 | 720 | 744 | 720 | 744 | 744 | 720 | 744 | 720 | 744 | 138.756 | 125.328 | 138.756 | 134.28 | 138.756 | 134.28 | 138.756 | 138.756 | 134.28 | 138.756 | 134.28 | 138.756 | 8760 | 1633.74 | 0.29393
6238 | Ventilation | Fume Hood | F1 | Uniform | 0.25 | [5 empty] | 0.25 | 0.75 | 0.75 | 0.7 | 0.1865 |  | 1 |  | 24.0 | 744 | 672 | 744 | 720 | 744 | 720 | 744 | 744 | 720 | 744 | 720 | 744 | 138.756 | 125.328 | 138.756 | 134.28 | 138.756 | 134.28 | 138.756 | 138.756 | 134.28 | 138.756 | 134.28 | 138.756 | 8760 | 1633.74 | 0.22692
6239 | Fan Coil | Supply Fan | FC-04 | Uniform | 0.25 | [5 empty] | 0.25 | 0.75 | 0.75 | 0.7 | 0.1865 |  | 1 | All Day | 24.0 | 744 | 672 | 744 | 720 | 744 | 720 | 744 | 744 | 720 | 744 | 720 | 744 | 138.756 | 125.328 | 138.756 | 134.28 | 138.756 | 134.28 | 138.756 | 138.756 | 134.28 | 138.756 | 134.28 | 138.756 | 8760 | 1633.74 | 0.27172
6240 | Fan Coil | Supply Fan | FC-05 | Uniform | 0.25 | [5 empty] | 0.25 | 0.75 | 0.75 | 0.7 | 0.1865 |  | 1 | All Day | 24.0 | 744 | 672 | 744 | 720 | 744 | 720 | 744 | 744 | 720 | 744 | 720 | 744 | 138.756 | 125.328 | 138.756 | 134.28 | 138.756 | 134.28 | 138.756 | 138.756 | 134.28 | 138.756 | 134.28 | 138.756 | 8760 | 1633.74 | 0.27172
6241 | Ventilation | Exhaust fan | EF-21 | Uniform | 0.25 | [5 empty] | 0.25 | 0.75 | 0.75 | 0.7 | 0.1865 |  | 1 | All Day | 24.0 | 744 | 672 | 744 | 720 | 744 | 720 | 744 | 744 | 720 | 744 | 720 | 744 | 138.756 | 125.328 | 138.756 | 134.28 | 138.756 | 134.28 | 138.756 | 138.756 | 134.28 | 138.756 | 134.28 | 138.756 | 8760 | 1633.74 | 0.27922
6242 | Ventilation | Exhaust fan | #3 | Uniform | 0.25 | [5 empty] | 0.25 | 0.75 | 0.75 | 0.7 | 0.1865 |  | 1 | All Day | 24.0 | 744 | 672 | 744 | 720 | 744 | 720 | 744 | 744 | 720 | 744 | 720 | 744 | 138.756 | 125.328 | 138.756 | 134.28 | 138.756 | 134.28 | 138.756 | 138.756 | 134.28 | 138.756 | 134.28 | 138.756 | 8760 | 1633.74 | 0.992
6243 | Ventilation | Exhaust fan |  | Uniform | 0.25 | [5 empty] | 0.25 | 0.75 | 0.75 | 0.7 | 0.1865 |  | 1 | All Day | 24.0 | 744 | 672 | 744 | 720 | 744 | 720 | 744 | 744 | 720 | 744 | 720 | 744 | 138.756 | 125.328 | 138.756 | 134.28 | 138.756 | 134.28 | 138.756 | 138.756 | 134.28 | 138.756 | 134.28 | 138.756 | 8760 | 1633.74 | 0.992
6244 | Ventilation | Exhaust fan |  | Uniform | 0.25 | [5 empty] | 0.25 | 0.75 | 0.75 | 0.7 | 0.1865 |  | 1 | All Day | 24.0 | 744 | 672 | 744 | 720 | 744 | 720 | 744 | 744 | 720 | 744 | 720 | 744 | 138.756 | 125.328 | 138.756 | 134.28 | 138.756 | 134.28 | 138.756 | 138.756 | 134.28 | 138.756 | 134.28 | 138.756 | 8760 | 1633.74 | 0.992
6245 | Ventilation | Exhaust fan |  | Uniform | 0.25 | [5 empty] | 0.25 | 0.75 | 0.75 | 0.7 | 0.1865 |  | 1 | All Day | 24.0 | 744 | 672 | 744 | 720 | 744 | 720 | 744 | 744 | 720 | 744 | 720 | 744 | 138.756 | 125.328 | 138.756 | 134.28 | 138.756 | 134.28 | 138.756 | 138.756 | 134.28 | 138.756 | 134.28 | 138.756 | 8760 | 1633.74 | 0.992
6246 | Ventilation | Exhaust fan |  | Uniform | 0.25 | [5 empty] | 0.25 | 0.75 | 0.75 | 0.7 | 0.1865 |  | 1 | All Day | 24.0 | 744 | 672 | 744 | 720 | 744 | 720 | 744 | 744 | 720 | 744 | 720 | 744 | 138.756 | 125.328 | 138.756 | 134.28 | 138.756 | 134.28 | 138.756 | 138.756 | 134.28 | 138.756 | 134.28 | 138.756 | 8760 | 1633.74 | 0.992
6247 | Ventilation | Exhaust fan |  | Uniform | 0.25 | [5 empty] | 0.25 | 0.75 | 0.75 | 0.7 | 0.1865 |  | 1 | All Day | 24.0 | 744 | 672 | 744 | 720 | 744 | 720 | 744 | 744 | 720 | 744 | 720 | 744 | 138.756 | 125.328 | 138.756 | 134.28 | 138.756 | 134.28 | 138.756 | 138.756 | 134.28 | 138.756 | 134.28 | 138.756 | 8760 | 1633.74 | 0.992
6248 | Ventilation | Centri-Master PNU120 RFE2 | EF06 | Uniform | 0.25 | [5 empty] | 0.25 | 0.75 | 0.75 | 0.7 | 0.1865 |  | 1 |  | 24.0 | 744 | 672 | 744 | 720 | 744 | 720 | 744 | 744 | 720 | 744 | 720 | 744 | 138.756 | 125.328 | 138.756 | 134.28 | 138.756 | 134.28 | 138.756 | 138.756 | 134.28 | 138.756 | 134.28 | 138.756 | 8760 | 1633.74 | 0.5449
6249 | Ventilation | Exhaust Fan | EF-7 | Uniform | 0.25 | [5 empty] | 0.25 | 0.75 | 0.75 | 0.7 | 0.1865 |  | 1 |  | 24.0 | 744 | 672 | 744 | 720 | 744 | 720 | 744 | 744 | 720 | 744 | 720 | 744 | 138.756 | 125.328 | 138.756 | 134.28 | 138.756 | 134.28 | 138.756 | 138.756 | 134.28 | 138.756 | 134.28 | 138.756 | 8760 | 1633.74 | 0.5449
6250 | Ventilation | Exhaust Fan | EF-16 | Uniform | 0.25 | [5 empty] | 0.25 | 0.75 | 0.75 | 0.7 | 0.1865 |  | 1 | 24.0 | 24.0 | 744 | 672 | 744 | 720 | 744 | 720 | 744 | 744 | 720 | 744 | 720 | 744 | 138.756 | 125.328 | 138.756 | 134.28 | 138.756 | 134.28 | 138.756 | 138.756 | 134.28 | 138.756 | 134.28 | 138.756 | 8760 | 1633.74 | 0.47754
6251 | Ventilation | Exhaust Fan | EF-25 | Uniform | 0.25 | [5 empty] | 0.25 | 0.75 | 0.75 | 0.7 | 0.1865 |  | 1 | 24.0 | 24.0 | 744 | 672 | 744 | 720 | 744 | 720 | 744 | 744 | 720 | 744 | 720 | 744 | 138.756 | 125.328 | 138.756 | 134.28 | 138.756 | 134.28 | 138.756 | 138.756 | 134.28 | 138.756 | 134.28 | 138.756 | 8760 | 1633.74 | 0.47754
6252 | Ventilation | Exhaust Fans | EF-1 | Uniform | 0.25 | [5 empty] | 0.25 | 0.75 | 0.75 | 0.7 | 0.1865 |  | 1 | All Day | 24.0 | 744 | 672 | 744 | 720 | 744 | 720 | 744 | 744 | 720 | 744 | 720 | 744 | 138.756 | 125.328 | 138.756 | 134.28 | 138.756 | 134.28 | 138.756 | 138.756 | 134.28 | 138.756 | 134.28 | 138.756 | 8760 | 1633.74 | 4.2833
6253 | Ventilation | Exhaust Fans | EF-2 | Uniform | 0.25 | [5 empty] | 0.25 | 0.75 | 0.75 | 0.7 | 0.1865 |  | 1 | All Day | 24.0 | 744 | 672 | 744 | 720 | 744 | 720 | 744 | 744 | 720 | 744 | 720 | 744 | 138.756 | 125.328 | 138.756 | 134.28 | 138.756 | 134.28 | 138.756 | 138.756 | 134.28 | 138.756 | 134.28 | 138.756 | 8760 | 1633.74 | 4.2833
6254 | Ventilation | Exhaust Fans | EF-3 | Uniform | 0.25 | [5 empty] | 0.25 | 0.75 | 0.75 | 0.7 | 0.1865 |  | 1 | All Day | 24.0 | 744 | 672 | 744 | 720 | 744 | 720 | 744 | 744 | 720 | 744 | 720 | 744 | 138.756 | 125.328 | 138.756 | 134.28 | 138.756 | 134.28 | 138.756 | 138.756 | 134.28 | 138.756 | 134.28 | 138.756 | 8760 | 1633.74 | 4.2833
6255 | Ventilation | Exhaust Fans | CC-1 EF | Uniform | 0.25 | [5 empty] | 0.25 | 0.75 | 0.75 | 0.7 | 0.1865 |  | 1 | All Day | 24.0 | 744 | 672 | 744 | 720 | 744 | 720 | 744 | 744 | 720 | 744 | 720 | 744 | 138.756 | 125.328 | 138.756 | 134.28 | 138.756 | 134.28 | 138.756 | 138.756 | 134.28 | 138.756 | 134.28 | 138.756 | 8760 | 1633.74 | 4.2833
6256 | Ventilation | Exhaust Fans | CC-2 EF | Uniform | 0.25 | [5 empty] | 0.25 | 0.75 | 0.75 | 0.7 | 0.1865 |  | 1 | All Day | 24.0 | 744 | 672 | 744 | 720 | 744 | 720 | 744 | 744 | 720 | 744 | 720 | 744 | 138.756 | 125.328 | 138.756 | 134.28 | 138.756 | 134.28 | 138.756 | 138.756 | 134.28 | 138.756 | 134.28 | 138.756 | 8760 | 1633.74 | 4.2833
6257 | Ventilation | Exhaust Fans | CC-3 EF | Uniform | 0.25 | [5 empty] | 0.25 | 0.75 | 0.75 | 0.7 | 0.1865 |  | 1 | All Day | 24.0 | 744 | 672 | 744 | 720 | 744 | 720 | 744 | 744 | 720 | 744 | 720 | 744 | 138.756 | 125.328 | 138.756 | 134.28 | 138.756 | 134.28 | 138.756 | 138.756 | 134.28 | 138.756 | 134.28 | 138.756 | 8760 | 1633.74 | 4.2833
6258 | Ventilation | Exhaust Fan | EF-4 | Uniform | 0.25 | [5 empty] | 0.25 | 0.75 | 0.75 | 0.7 | 0.1865 |  | 1 | All Day | 24.0 | 744 | 672 | 744 | 720 | 744 | 720 | 744 | 744 | 720 | 744 | 720 | 744 | 138.756 | 125.328 | 138.756 | 134.28 | 138.756 | 134.28 | 138.756 | 138.756 | 134.28 | 138.756 | 134.28 | 138.756 | 8760 | 1633.74 | 0.22544
6259 | Ventilation | Exhaust Fan | EF-101 | Uniform | 0.25 | [5 empty] | 0.25 | 0.75 | 0.75 | 0.7 | 0.1865 |  | 1 | All Day | 24.0 | 744 | 672 | 744 | 720 | 744 | 720 | 744 | 744 | 720 | 744 | 720 | 744 | 138.756 | 125.328 | 138.756 | 134.28 | 138.756 | 134.28 | 138.756 | 138.756 | 134.28 | 138.756 | 134.28 | 138.756 | 8760 | 1633.74 | 0.22544
6260 | Ventilation | Exhaust Fan | EF-102 | Uniform | 0.25 | [5 empty] | 0.25 | 0.75 | 0.75 | 0.7 | 0.1865 |  | 1 | All Day | 24.0 | 744 | 672 | 744 | 720 | 744 | 720 | 744 | 744 | 720 | 744 | 720 | 744 | 138.756 | 125.328 | 138.756 | 134.28 | 138.756 | 134.28 | 138.756 | 138.756 | 134.28 | 138.756 | 134.28 | 138.756 | 8760 | 1633.74 | 0.22544
6261 | Ventilation | Exhaust Fan | EF-106 | Uniform | 0.25 | [5 empty] | 0.25 | 0.75 | 0.75 | 0.7 | 0.1865 |  | 1 | All Day | 24.0 | 744 | 672 | 744 | 720 | 744 | 720 | 744 | 744 | 720 | 744 | 720 | 744 | 138.756 | 125.328 | 138.756 | 134.28 | 138.756 | 134.28 | 138.756 | 138.756 | 134.28 | 138.756 | 134.28 | 138.756 | 8760 | 1633.74 | 0.22544
6262 | Ventilation | Exhaust Fan | EF-107 | Uniform | 0.25 | [5 empty] | 0.25 | 0.75 | 0.75 | 0.7 | 0.1865 |  | 1 | All Day | 24.0 | 744 | 672 | 744 | 720 | 744 | 720 | 744 | 744 | 720 | 744 | 720 | 744 | 138.756 | 125.328 | 138.756 | 134.28 | 138.756 | 134.28 | 138.756 | 138.756 | 134.28 | 138.756 | 134.28 | 138.756 | 8760 | 1633.74 | 0.22544
6263 | Ventilation | Exhaust Fan | EF-108 | Uniform | 0.25 | [5 empty] | 0.25 | 0.75 | 0.75 | 0.7 | 0.1865 |  | 1 | All Day | 24.0 | 744 | 672 | 744 | 720 | 744 | 720 | 744 | 744 | 720 | 744 | 720 | 744 | 138.756 | 125.328 | 138.756 | 134.28 | 138.756 | 134.28 | 138.756 | 138.756 | 134.28 | 138.756 | 134.28 | 138.756 | 8760 | 1633.74 | 0.22544
6264 | Ventilation | Exhaust Fan | EF-109 | Uniform | 0.25 | [5 empty] | 0.25 | 0.75 | 0.75 | 0.7 | 0.1865 |  | 1 | All Day | 24.0 | 744 | 672 | 744 | 720 | 744 | 720 | 744 | 744 | 720 | 744 | 720 | 744 | 138.756 | 125.328 | 138.756 | 134.28 | 138.756 | 134.28 | 138.756 | 138.756 | 134.28 | 138.756 | 134.28 | 138.756 | 8760 | 1633.74 | 0.22544
6265 | Ventilation | Exhaust Fan | EF-110 | Uniform | 0.25 | [5 empty] | 0.25 | 0.75 | 0.75 | 0.7 | 0.1865 |  | 1 | All Day | 24.0 | 744 | 672 | 744 | 720 | 744 | 720 | 744 | 744 | 720 | 744 | 720 | 744 | 138.756 | 125.328 | 138.756 | 134.28 | 138.756 | 134.28 | 138.756 | 138.756 | 134.28 | 138.756 | 134.28 | 138.756 | 8760 | 1633.74 | 0.22544
6266 | Ventilation | Exhaust Fan | EF-111 | Uniform | 0.25 | [5 empty] | 0.25 | 0.75 | 0.75 | 0.7 | 0.1865 |  | 1 | All Day | 24.0 | 744 | 672 | 744 | 720 | 744 | 720 | 744 | 744 | 720 | 744 | 720 | 744 | 138.756 | 125.328 | 138.756 | 134.28 | 138.756 | 134.28 | 138.756 | 138.756 | 134.28 | 138.756 | 134.28 | 138.756 | 8760 | 1633.74 | 0.22544
6267 | Ventilation | Exhaust Fan | EF-27 | Uniform | 0.25 | [5 empty] | 0.25 | 0.75 | 0.75 | 0.7 | 0.1865 |  | 1 | 24h 7d | 24.0 | 744 | 672 | 744 | 720 | 744 | 720 | 744 | 744 | 720 | 744 | 720 | 744 | 138.756 | 125.328 | 138.756 | 134.28 | 138.756 | 134.28 | 138.756 | 138.756 | 134.28 | 138.756 | 134.28 | 138.756 | 8760 | 1633.74 | 0.19381
6268 | Ventilation | Exhaust Fan | EF-28 | Uniform | 0.25 | [5 empty] | 0.25 | 0.75 | 0.75 | 0.7 | 0.1865 |  | 1 | 24h 7d | 24.0 | 744 | 672 | 744 | 720 | 744 | 720 | 744 | 744 | 720 | 744 | 720 | 744 | 138.756 | 125.328 | 138.756 | 134.28 | 138.756 | 134.28 | 138.756 | 138.756 | 134.28 | 138.756 | 134.28 | 138.756 | 8760 | 1633.74 | 0.19381
6269 | Ventilation | Exhaust Fan | EF-XXX | Uniform | 0.25 | [5 empty] | 0.25 | 0.75 | 0.75 | 0.7 | 0.1865 |  | 1 | All Day | 24.0 | 744 | 672 | 744 | 720 | 744 | 720 | 744 | 744 | 720 | 744 | 720 | 744 | 138.756 | 125.328 | 138.756 | 134.28 | 138.756 | 134.28 | 138.756 | 138.756 | 134.28 | 138.756 | 134.28 | 138.756 | 8760 | 1633.74 | 0.20506
6270 | Ventilation | Exhaust Fan | FNE502-VTC | Uniform | 0.25 | [5 empty] | 0.25 | 0.75 | 0.75 | 0.7 | 0.1865 |  | 1 | All Day | 24.0 | 744 | 672 | 744 | 720 | 744 | 720 | 744 | 744 | 720 | 744 | 720 | 744 | 138.756 | 125.328 | 138.756 | 134.28 | 138.756 | 134.28 | 138.756 | 138.756 | 134.28 | 138.756 | 134.28 | 138.756 | 8760 | 1633.74 | 0.091428
6271 | Ventilation | Exhaust Fan | FNE801-VTC | Uniform | 0.25 | [5 empty] | 0.25 | 0.75 | 0.75 | 0.7 | 0.1865 |  | 1 | All Day | 24.0 | 744 | 672 | 744 | 720 | 744 | 720 | 744 | 744 | 720 | 744 | 720 | 744 | 138.756 | 125.328 | 138.756 | 134.28 | 138.756 | 134.28 | 138.756 | 138.756 | 134.28 | 138.756 | 134.28 | 138.756 | 8760 | 1633.74 | 0.091428
6272 | Ventilation | Exhaust Fan | EF03 | Uniform | 0.25 | [5 empty] | 0.25 | 0.75 | 0.75 | 0.7 | 0.1865 |  | 1 |  | 17.0 | 527 | 476 | 527 | 510 | 527 | 510 | 527 | 527 | 510 | 527 | 510 | 527 | 98.2855 | 88.774 | 98.2855 | 95.115 | 98.2855 | 95.115 | 98.2855 | 98.2855 | 95.115 | 98.2855 | 95.115 | 98.2855 | 6205 | 1157.2325 | 0.38597
6273 | Unit Heater | Stairwell Heater | CUH-101 | Heating 1 | 0.25 | [5 empty] | 0.25 | 0.75 | 0.75 | 0.7 | 0.1865 |  | 0.5 | All Day | 24.0 | 372 | 336 | 372 | 334.5 | 275.5 | 194.5 | 166 | 197 | 301 | 352.5 | 357.5 | 372 | 69.378 | 62.664 | 69.378 | 62.3843 | 51.3807 | 36.2743 | 30.959 | 36.7405 | 56.1365 | 65.7412 | 66.6737 | 69.378 | 3630.5 | 677.0883 | 0.093433
6274 | Unit Heater | Stairwell Heater | CUH-102 | Heating 1 | 0.25 | [5 empty] | 0.25 | 0.75 | 0.75 | 0.7 | 0.1865 |  | 0.5 | All Day | 24.0 | 372 | 336 | 372 | 334.5 | 275.5 | 194.5 | 166 | 197 | 301 | 352.5 | 357.5 | 372 | 69.378 | 62.664 | 69.378 | 62.3843 | 51.3807 | 36.2743 | 30.959 | 36.7405 | 56.1365 | 65.7412 | 66.6737 | 69.378 | 3630.5 | 677.0883 | 0.093433
6275 | Unit Heater | Gen. Rm. Heater | UH-101 | Heating 1 | 0.25 | [5 empty] | 0.25 | 0.75 | 0.75 | 0.7 | 0.1865 |  | 0.5 | All Day | 24.0 | 372 | 336 | 372 | 334.5 | 275.5 | 194.5 | 166 | 197 | 301 | 352.5 | 357.5 | 372 | 69.378 | 62.664 | 69.378 | 62.3843 | 51.3807 | 36.2743 | 30.959 | 36.7405 | 56.1365 | 65.7412 | 66.6737 | 69.378 | 3630.5 | 677.0883 | 0.093433
6276 | Unit Heater | Entrance Heater | UH-102 | Heating 1 | 0.25 | [5 empty] | 0.25 | 0.75 | 0.75 | 0.7 | 0.1865 |  | 0.5 | All Day | 24.0 | 372 | 336 | 372 | 334.5 | 275.5 | 194.5 | 166 | 197 | 301 | 352.5 | 357.5 | 372 | 69.378 | 62.664 | 69.378 | 62.3843 | 51.3807 | 36.2743 | 30.959 | 36.7405 | 56.1365 | 65.7412 | 66.6737 | 69.378 | 3630.5 | 677.0883 | 0.093433
6277 | Unit Heater | Entrance Heater | UH-104 | Heating 1 | 0.25 | [5 empty] | 0.25 | 0.75 | 0.75 | 0.7 | 0.1865 |  | 0.5 | All Day | 24.0 | 372 | 336 | 372 | 334.5 | 275.5 | 194.5 | 166 | 197 | 301 | 352.5 | 357.5 | 372 | 69.378 | 62.664 | 69.378 | 62.3843 | 51.3807 | 36.2743 | 30.959 | 36.7405 | 56.1365 | 65.7412 | 66.6737 | 69.378 | 3630.5 | 677.0883 | 0.093433
6278 | Unit Heater | Space Heater | UH-105 | Heating 1 | 0.25 | [5 empty] | 0.25 | 0.75 | 0.75 | 0.7 | 0.1865 |  | 0.5 | All Day | 24.0 | 372 | 336 | 372 | 334.5 | 275.5 | 194.5 | 166 | 197 | 301 | 352.5 | 357.5 | 372 | 69.378 | 62.664 | 69.378 | 62.3843 | 51.3807 | 36.2743 | 30.959 | 36.7405 | 56.1365 | 65.7412 | 66.6737 | 69.378 | 3630.5 | 677.0883 | 0.093433
6279 | Ventilation | Exhaust Fan | EF-48 | Uniform | 0.25 | [5 empty] | 0.25 | 0.75 | 0.75 | 0.7 | 0.1865 | 0.8 | 1 | 8h - 19h | 11.0 | 341 | 308 | 341 | 330 | 341 | 330 | 341 | 341 | 330 | 341 | 330 | 341 | 40.7018 | 36.7629 | 40.7018 | 39.3888 | 40.7018 | 39.3888 | 40.7018 | 40.7018 | 39.3888 | 40.7018 | 39.3888 | 40.7018 | 4015 | 479.2304 | 0.019018
6280 | Ventilation | Supply Fan |  | Uniform | 0.25 | [5 empty] | 0.25 | 0.75 | 0.75 | 0.7 | 0.1865 |  | 0.05 | All Day | 24.0 | 37.2 | 33.6 | 37.2 | 36 | 37.2 | 36 | 37.2 | 37.2 | 36 | 37.2 | 36 | 37.2 | 6.9378 | 6.2664 | 6.9378 | 6.714 | 6.9378 | 6.714 | 6.9378 | 6.9378 | 6.714 | 6.9378 | 6.714 | 6.9378 | 438 | 81.687 | 0.073633
6281 | Ventilation | Exhaust Fan | EF-12 | Uniform | 0.25 | [5 empty] | 0.25 | 0.75 | 0.75 | 0.7 | 0.1865 |  | 0.05 | All Day | 24.0 | 37.2 | 33.6 | 37.2 | 36 | 37.2 | 36 | 37.2 | 37.2 | 36 | 37.2 | 36 | 37.2 | 6.9378 | 6.2664 | 6.9378 | 6.714 | 6.9378 | 6.714 | 6.9378 | 6.9378 | 6.714 | 6.9378 | 6.714 | 6.9378 | 438 | 81.687 | 0.077852
6282 | Ventilation | Exhaust Fan | EF-5 | Uniform | 0.25 | [5 empty] | 0.25 | 0.75 | 0.75 | 0.7 | 0.1865 |  | 0.05 | All Day | 24.0 | 37.2 | 33.6 | 37.2 | 36 | 37.2 | 36 | 37.2 | 37.2 | 36 | 37.2 | 36 | 37.2 | 6.9378 | 6.2664 | 6.9378 | 6.714 | 6.9378 | 6.714 | 6.9378 | 6.9378 | 6.714 | 6.9378 | 6.714 | 6.9378 | 438 | 81.687 | 0.077852
6283 | Ventilation | Exhaust Fan | EF-8 | Uniform | 0.25 | [5 empty] | 0.25 | 0.75 | 0.75 | 0.7 | 0.1865 |  | 0.05 | All Day | 24.0 | 37.2 | 33.6 | 37.2 | 36 | 37.2 | 36 | 37.2 | 37.2 | 36 | 37.2 | 36 | 37.2 | 6.9378 | 6.2664 | 6.9378 | 6.714 | 6.9378 | 6.714 | 6.9378 | 6.9378 | 6.714 | 6.9378 | 6.714 | 6.9378 | 438 | 81.687 | 0.077852
6284 | Ventilation | Exhaust Fan | EF-9 | Uniform | 0.25 | [5 empty] | 0.25 | 0.75 | 0.75 | 0.7 | 0.1865 |  | 0.05 | All Day | 24.0 | 37.2 | 33.6 | 37.2 | 36 | 37.2 | 36 | 37.2 | 37.2 | 36 | 37.2 | 36 | 37.2 | 6.9378 | 6.2664 | 6.9378 | 6.714 | 6.9378 | 6.714 | 6.9378 | 6.9378 | 6.714 | 6.9378 | 6.714 | 6.9378 | 438 | 81.687 | 0.077852
6285 | Ventilation | Force flow heater | FF-5 - SF | Uniform | 0.25 | [5 empty] | 0.25 | 0.75 | 0.75 | 0.7 | 0.1865 |  | 0.05 |  | 24.0 | 37.2 | 33.6 | 37.2 | 36 | 37.2 | 36 | 37.2 | 37.2 | 36 | 37.2 | 36 | 37.2 | 6.9378 | 6.2664 | 6.9378 | 6.714 | 6.9378 | 6.714 | 6.9378 | 6.9378 | 6.714 | 6.9378 | 6.714 | 6.9378 | 438 | 81.687 | 0.0057494
6286 | Ventilation | Range Hoods | RH-1 | Uniform | 0.25 | [5 empty] | 0.25 | 0.75 | 0.75 | 0.7 | 0.1865 |  | 0.05 | All Day | 24.0 | 37.2 | 33.6 | 37.2 | 36 | 37.2 | 36 | 37.2 | 37.2 | 36 | 37.2 | 36 | 37.2 | 6.9378 | 6.2664 | 6.9378 | 6.714 | 6.9378 | 6.714 | 6.9378 | 6.9378 | 6.714 | 6.9378 | 6.714 | 6.9378 | 438 | 81.687 | 0.21416
6287 | Ventilation | Range Hoods | RH-2 | Uniform | 0.25 | [5 empty] | 0.25 | 0.75 | 0.75 | 0.7 | 0.1865 |  | 0.05 | All Day | 24.0 | 37.2 | 33.6 | 37.2 | 36 | 37.2 | 36 | 37.2 | 37.2 | 36 | 37.2 | 36 | 37.2 | 6.9378 | 6.2664 | 6.9378 | 6.714 | 6.9378 | 6.714 | 6.9378 | 6.9378 | 6.714 | 6.9378 | 6.714 | 6.9378 | 438 | 81.687 | 0.21416
6288 | Ventilation | Range Hoods | RH-3 | Uniform | 0.25 | [5 empty] | 0.25 | 0.75 | 0.75 | 0.7 | 0.1865 |  | 0.05 | All Day | 24.0 | 37.2 | 33.6 | 37.2 | 36 | 37.2 | 36 | 37.2 | 37.2 | 36 | 37.2 | 36 | 37.2 | 6.9378 | 6.2664 | 6.9378 | 6.714 | 6.9378 | 6.714 | 6.9378 | 6.9378 | 6.714 | 6.9378 | 6.714 | 6.9378 | 438 | 81.687 | 0.21416
6289 | Ventilation | Exhaust Fan | EF-1 | Cooling 1 | 0.25 | [5 empty] | 0.25 | 0.75 | 0.75 | 0.7 | 0.1865 |  | 0.2 | All Day | 24.0 | 0 | 0 | 0 | 0 | 74.4 | 144 | 148.8 | 148.8 | 72 | 0 | 0 | 0 | 0 | 0 | 0 | 0 | 13.8756 | 26.856 | 27.7512 | 27.7512 | 13.428 | 0 | 0 | 0 | 588 | 109.662 | 0.010165
6290 | Ventilation | Exhaust Fan | EF-4-1 | Uniform | 0.25 | [5 empty] | 0.25 | 0.75 | 0.75 | 0.7 | 0.1865 |  | 0.1 | All Day | 24.0 | 74.4 | 67.2 | 74.4 | 72 | 74.4 | 72 | 74.4 | 74.4 | 72 | 74.4 | 72 | 74.4 | 13.8756 | 12.5328 | 13.8756 | 13.428 | 13.8756 | 13.428 | 13.8756 | 13.8756 | 13.428 | 13.8756 | 13.428 | 13.8756 | 876 | 163.374 | 0.01178
6291 | Ventilation | Exhaust Fan |  | Uniform | 0.25 | [5 empty] | 0.25 | 0.75 | 0.75 | 0.7 | 0.1865 |  | 0.1 | All Day | 24.0 | 74.4 | 67.2 | 74.4 | 72 | 74.4 | 72 | 74.4 | 74.4 | 72 | 74.4 | 72 | 74.4 | 13.8756 | 12.5328 | 13.8756 | 13.428 | 13.8756 | 13.428 | 13.8756 | 13.8756 | 13.428 | 13.8756 | 13.428 | 13.8756 | 876 | 163.374 | 0.028176
6292 | AC system | Condenser Fan | AC COM | Uniform | 0.25 | [5 empty] | 0.25 | 0.75 | 0.75 | 0.7 | 0.1865 |  | 0.1 |  | 24.0 | 74.4 | 67.2 | 74.4 | 72 | 74.4 | 72 | 74.4 | 74.4 | 72 | 74.4 | 72 | 74.4 | 13.8756 | 12.5328 | 13.8756 | 13.428 | 13.8756 | 13.428 | 13.8756 | 13.8756 | 13.428 | 13.8756 | 13.428 | 13.8756 | 876 | 163.374 | 0.27783
6293 | Pump | Elevator Pit Sump Pump | SP-3 | Uniform | 0.25 | [5 empty] | 0.25 | 0.75 | 0.75 | 0.7 | 0.1865 |  | 0.1 | All Day | 24.0 | 74.4 | 67.2 | 74.4 | 72 | 74.4 | 72 | 74.4 | 74.4 | 72 | 74.4 | 72 | 74.4 | 13.8756 | 12.5328 | 13.8756 | 13.428 | 13.8756 | 13.428 | 13.8756 | 13.8756 | 13.428 | 13.8756 | 13.428 | 13.8756 | 876 | 163.374 | 0.029393
6294 | Ventilation | Exhaust Fan | EF-101 | Uniform | 0.25 | [5 empty] | 0.25 | 0.75 | 0.75 | 0.7 | 0.1865 |  | 0.1 | All Day | 24.0 | 74.4 | 67.2 | 74.4 | 72 | 74.4 | 72 | 74.4 | 74.4 | 72 | 74.4 | 72 | 74.4 | 13.8756 | 12.5328 | 13.8756 | 13.428 | 13.8756 | 13.428 | 13.8756 | 13.8756 | 13.428 | 13.8756 | 13.428 | 13.8756 | 876 | 163.374 | 0.020506
6295 | Ventilation | Exhaust Fan | EF-1-2 | Uniform | 0.25 | [5 empty] | 0.25 | 0.75 | 0.75 | 0.7 | 0.1865 |  | 0.2 | All Day | 24.0 | 148.8 | 134.4 | 148.8 | 144 | 148.8 | 144 | 148.8 | 148.8 | 144 | 148.8 | 144 | 148.8 | 27.7512 | 25.0656 | 27.7512 | 26.856 | 27.7512 | 26.856 | 27.7512 | 27.7512 | 26.856 | 27.7512 | 26.856 | 27.7512 | 1752 | 326.748 | 0.023559
6296 | Ventilation | Exhaust Fan | EF-43 | EF | 0.25 | [5 empty] | 0.25 | 0.75 | 0.75 | 0.7 | 0.1865 |  | 0.2 |  | 24.0 | 148.8 | 134.4 | 148.8 | 144 | 148.8 | 144 | 148.8 | 148.8 | 144 | 148.8 | 144 | 148.8 | 27.7512 | 25.0656 | 27.7512 | 26.856 | 27.7512 | 26.856 | 27.7512 | 27.7512 | 26.856 | 27.7512 | 26.856 | 27.7512 | 1752 | 326.748 | 0.022796
6297 | Ventilation | Exhaust Fan | EF-43 | EF | 0.25 | [5 empty] | 0.25 | 0.75 | 0.75 | 0.7 | 0.1865 |  | 0.2 |  | 24.0 | 148.8 | 134.4 | 148.8 | 144 | 148.8 | 144 | 148.8 | 148.8 | 144 | 148.8 | 144 | 148.8 | 27.7512 | 25.0656 | 27.7512 | 26.856 | 27.7512 | 26.856 | 27.7512 | 27.7512 | 26.856 | 27.7512 | 26.856 | 27.7512 | 1752 | 326.748 | 0.022998
6298 | Ventilation | Exhaust Fan | PEF-5 | Uniform | 0.25 | [5 empty] | 0.25 | 0.75 | 0.75 | 0.7 | 0.1865 |  | 0.2 | All Day | 24.0 | 148.8 | 134.4 | 148.8 | 144 | 148.8 | 144 | 148.8 | 148.8 | 144 | 148.8 | 144 | 148.8 | 27.7512 | 25.0656 | 27.7512 | 26.856 | 27.7512 | 26.856 | 27.7512 | 27.7512 | 26.856 | 27.7512 | 26.856 | 27.7512 | 1752 | 326.748 | 0.006186
6299 | Ventilation | Exhaust Fan | FNE070-VTC | Uniform | 0.25 | [5 empty] | 0.25 | 0.75 | 0.75 | 0.7 | 0.1865 |  | 0.3 | Bay Hours | 16.0 | 148.8 | 134.4 | 148.8 | 144 | 148.8 | 144 | 148.8 | 148.8 | 144 | 148.8 | 144 | 148.8 | 27.7512 | 25.0656 | 27.7512 | 26.856 | 27.7512 | 26.856 | 27.7512 | 27.7512 | 26.856 | 27.7512 | 26.856 | 27.7512 | 1752 | 326.748 | 0.018286
6300 | Ventilation | Exhaust Fan | FNE071-VTC | Uniform | 0.25 | [5 empty] | 0.25 | 0.75 | 0.75 | 0.7 | 0.1865 |  | 0.3 | Bay Hours | 16.0 | 148.8 | 134.4 | 148.8 | 144 | 148.8 | 144 | 148.8 | 148.8 | 144 | 148.8 | 144 | 148.8 | 27.7512 | 25.0656 | 27.7512 | 26.856 | 27.7512 | 26.856 | 27.7512 | 27.7512 | 26.856 | 27.7512 | 26.856 | 27.7512 | 1752 | 326.748 | 0.018286
6301 | Ventilation | Exhaust Fan | FNP001-VTC | Uniform | 0.25 | [5 empty] | 0.25 | 0.75 | 0.75 | 0.7 | 0.1865 |  | 0.3 | Bay Hours | 16.0 | 148.8 | 134.4 | 148.8 | 144 | 148.8 | 144 | 148.8 | 148.8 | 144 | 148.8 | 144 | 148.8 | 27.7512 | 25.0656 | 27.7512 | 26.856 | 27.7512 | 26.856 | 27.7512 | 27.7512 | 26.856 | 27.7512 | 26.856 | 27.7512 | 1752 | 326.748 | 0.018286
6302 | Ventilation | Exhaust Fan | FNP002-VTC | Uniform | 0.25 | [5 empty] | 0.25 | 0.75 | 0.75 | 0.7 | 0.1865 |  | 0.3 | Bay Hours | 16.0 | 148.8 | 134.4 | 148.8 | 144 | 148.8 | 144 | 148.8 | 148.8 | 144 | 148.8 | 144 | 148.8 | 27.7512 | 25.0656 | 27.7512 | 26.856 | 27.7512 | 26.856 | 27.7512 | 27.7512 | 26.856 | 27.7512 | 26.856 | 27.7512 | 1752 | 326.748 | 0.018286
6303 | Heat pump | CARRIER 24ANA760A300 - Condenser Fan | AC-6 | Uniform | 0.25 | 0.1865 |  |  |  |  | 0.25 | 0.75 | 0.75 | 0.7 | 0.1865 |  | 0.4 |  | 24.0 | 297.6 | 268.8 | 297.6 | 288 | 297.6 | 288 | 297.6 | 297.6 | 288 | 297.6 | 288 | 297.6 | 55.5024 | 50.1312 | 55.5024 | 53.712 | 55.5024 | 53.712 | 55.5024 | 55.5024 | 53.712 | 55.5024 | 53.712 | 55.5024 | 3504 | 653.496 | 0.21796
6304 | Pump | Reheat Circ Pump | P-110 | Heating 1 | 0.25 |  | 1 |  | 115.0 |  | 0.25 | 0.75 | 0.75 | 0.67 | 0.1865 |  | 0.3 | All Day | 24.0 | 223.2 | 201.6 | 223.2 | 210 | 189 | 161.4 | 146.7 | 155.7 | 194.7 | 218.1 | 215.7 | 223.2 | 41.6268 | 37.5984 | 41.6268 | 39.165 | 35.2485 | 30.1011 | 27.3595 | 29.038 | 36.3115 | 40.6756 | 40.2281 | 41.6268 | 2362.5 | 440.6062 | 0.051021
6305 | Ventilation | Fan Coil Unit | FC-9 | Uniform | 0.25 | [5 empty] | 0.25 | 0.75 | 0.75 | 0.7 | 0.1865 |  | 1 | I | 5.0 | 155 | 140 | 155 | 150 | 155 | 150 | 155 | 155 | 150 | 155 | 150 | 155 | 28.9075 | 26.11 | 28.9075 | 27.975 | 28.9075 | 27.975 | 28.9075 | 28.9075 | 27.975 | 28.9075 | 27.975 | 28.9075 | 1825 | 340.3625 | 0.023786
6306 | Ventilation | Fan Coil Unit | FC-10 | Uniform | 0.25 | [5 empty] | 0.25 | 0.75 | 0.75 | 0.7 | 0.1865 |  | 1 | I | 5.0 | 155 | 140 | 155 | 150 | 155 | 150 | 155 | 155 | 150 | 155 | 150 | 155 | 28.9075 | 26.11 | 28.9075 | 27.975 | 28.9075 | 27.975 | 28.9075 | 28.9075 | 27.975 | 28.9075 | 27.975 | 28.9075 | 1825 | 340.3625 | 0.023786
6307 | Ventilation | Fan Coil Unit | FC-13 | Uniform | 0.25 | [5 empty] | 0.25 | 0.75 | 0.75 | 0.7 | 0.1865 |  | 1 | I | 5.0 | 155 | 140 | 155 | 150 | 155 | 150 | 155 | 155 | 150 | 155 | 150 | 155 | 28.9075 | 26.11 | 28.9075 | 27.975 | 28.9075 | 27.975 | 28.9075 | 28.9075 | 27.975 | 28.9075 | 27.975 | 28.9075 | 1825 | 340.3625 | 0.023786
6308 | Ventilation | Fan Coil Unit | FC-15 | Uniform | 0.25 | [5 empty] | 0.25 | 0.75 | 0.75 | 0.7 | 0.1865 |  | 1 | I | 5.0 | 155 | 140 | 155 | 150 | 155 | 150 | 155 | 155 | 150 | 155 | 150 | 155 | 28.9075 | 26.11 | 28.9075 | 27.975 | 28.9075 | 27.975 | 28.9075 | 28.9075 | 27.975 | 28.9075 | 27.975 | 28.9075 | 1825 | 340.3625 | 0.023786
6309 | Ventilation | Fan Coil Unit | FC-17 | Uniform | 0.25 | [5 empty] | 0.25 | 0.75 | 0.75 | 0.7 | 0.1865 |  | 1 | I | 5.0 | 155 | 140 | 155 | 150 | 155 | 150 | 155 | 155 | 150 | 155 | 150 | 155 | 28.9075 | 26.11 | 28.9075 | 27.975 | 28.9075 | 27.975 | 28.9075 | 28.9075 | 27.975 | 28.9075 | 27.975 | 28.9075 | 1825 | 340.3625 | 0.023786
6310 | Ventilation | Fan Coil Unit | FC-18 | Uniform | 0.25 | [5 empty] | 0.25 | 0.75 | 0.75 | 0.7 | 0.1865 |  | 1 | I | 5.0 | 155 | 140 | 155 | 150 | 155 | 150 | 155 | 155 | 150 | 155 | 150 | 155 | 28.9075 | 26.11 | 28.9075 | 27.975 | 28.9075 | 27.975 | 28.9075 | 28.9075 | 27.975 | 28.9075 | 27.975 | 28.9075 | 1825 | 340.3625 | 0.023786
6311 | Ventilation | Fan Coil Unit | FC-19 | Uniform | 0.25 | [5 empty] | 0.25 | 0.75 | 0.75 | 0.7 | 0.1865 |  | 1 | I | 5.0 | 155 | 140 | 155 | 150 | 155 | 150 | 155 | 155 | 150 | 155 | 150 | 155 | 28.9075 | 26.11 | 28.9075 | 27.975 | 28.9075 | 27.975 | 28.9075 | 28.9075 | 27.975 | 28.9075 | 27.975 | 28.9075 | 1825 | 340.3625 | 0.023786
6312 | Ventilation | Fan Coil Unit | FC-28 | Uniform | 0.25 | [5 empty] | 0.25 | 0.75 | 0.75 | 0.7 | 0.1865 |  | 1 | I | 5.0 | 155 | 140 | 155 | 150 | 155 | 150 | 155 | 155 | 150 | 155 | 150 | 155 | 28.9075 | 26.11 | 28.9075 | 27.975 | 28.9075 | 27.975 | 28.9075 | 28.9075 | 27.975 | 28.9075 | 27.975 | 28.9075 | 1825 | 340.3625 | 0.023786
6313 | Ventilation | Fan Coil Unit | FC-12 | Uniform | 0.25 | [5 empty] | 0.25 | 0.75 | 0.75 | 0.7 | 0.1865 |  | 1 | J | 10.0 | 310 | 280 | 310 | 300 | 310 | 300 | 310 | 310 | 300 | 310 | 300 | 310 | 57.815 | 52.22 | 57.815 | 55.95 | 57.815 | 55.95 | 57.815 | 57.815 | 55.95 | 57.815 | 55.95 | 57.815 | 3650 | 680.725 | 0.047571
6314 | Ventilation | Exhaust Fan | EF-2 | Uniform | 0.25 | [5 empty] | 0.25 | 0.75 | 0.75 | 0.7 | 0.1865 |  | 1 | Exhaust Fans | 10.0 | 310 | 280 | 310 | 300 | 310 | 300 | 310 | 310 | 300 | 310 | 300 | 310 | 57.815 | 52.22 | 57.815 | 55.95 | 57.815 | 55.95 | 57.815 | 57.815 | 55.95 | 57.815 | 55.95 | 57.815 | 3650 | 680.725 | 0.3319
6315 | Ventilation | Exhaust Fan | EF-3 | Uniform | 0.25 | [5 empty] | 0.25 | 0.75 | 0.75 | 0.7 | 0.1865 |  | 1 | Exhaust Fans | 10.0 | 310 | 280 | 310 | 300 | 310 | 300 | 310 | 310 | 300 | 310 | 300 | 310 | 57.815 | 52.22 | 57.815 | 55.95 | 57.815 | 55.95 | 57.815 | 57.815 | 55.95 | 57.815 | 55.95 | 57.815 | 3650 | 680.725 | 0.3319
6316 | Ventilation | Exhaust Fan | EF-4 | Uniform | 0.25 | [5 empty] | 0.25 | 0.75 | 0.75 | 0.7 | 0.1865 |  | 1 | Exhaust Fans | 10.0 | 310 | 280 | 310 | 300 | 310 | 300 | 310 | 310 | 300 | 310 | 300 | 310 | 57.815 | 52.22 | 57.815 | 55.95 | 57.815 | 55.95 | 57.815 | 57.815 | 55.95 | 57.815 | 55.95 | 57.815 | 3650 | 680.725 | 0.3319
6317 | Ventilation | Exhaust Fan | EF-5 | Uniform | 0.25 | [5 empty] | 0.25 | 0.75 | 0.75 | 0.7 | 0.1865 |  | 1 | Exhaust Fans | 10.0 | 310 | 280 | 310 | 300 | 310 | 300 | 310 | 310 | 300 | 310 | 300 | 310 | 57.815 | 52.22 | 57.815 | 55.95 | 57.815 | 55.95 | 57.815 | 57.815 | 55.95 | 57.815 | 55.95 | 57.815 | 3650 | 680.725 | 0.3319
6318 | Ventilation | Exhaust Fan | EF-6 | Uniform | 0.25 | [5 empty] | 0.25 | 0.75 | 0.75 | 0.7 | 0.1865 |  | 1 | Exhaust Fans | 10.0 | 310 | 280 | 310 | 300 | 310 | 300 | 310 | 310 | 300 | 310 | 300 | 310 | 57.815 | 52.22 | 57.815 | 55.95 | 57.815 | 55.95 | 57.815 | 57.815 | 55.95 | 57.815 | 55.95 | 57.815 | 3650 | 680.725 | 0.3319
6319 | Ventilation | Exhaust Fan | EF-7 | Uniform | 0.25 | [5 empty] | 0.25 | 0.75 | 0.75 | 0.7 | 0.1865 |  | 1 | Exhaust Fans | 10.0 | 310 | 280 | 310 | 300 | 310 | 300 | 310 | 310 | 300 | 310 | 300 | 310 | 57.815 | 52.22 | 57.815 | 55.95 | 57.815 | 55.95 | 57.815 | 57.815 | 55.95 | 57.815 | 55.95 | 57.815 | 3650 | 680.725 | 0.3319
6320 | Ventilation | Exhaust Fan | EF-8 | Uniform | 0.25 | [5 empty] | 0.25 | 0.75 | 0.75 | 0.7 | 0.1865 |  | 1 | Exhaust Fans | 10.0 | 310 | 280 | 310 | 300 | 310 | 300 | 310 | 310 | 300 | 310 | 300 | 310 | 57.815 | 52.22 | 57.815 | 55.95 | 57.815 | 55.95 | 57.815 | 57.815 | 55.95 | 57.815 | 55.95 | 57.815 | 3650 | 680.725 | 0.3319
6321 | Ventilation | Exhaust Fan | EF-9 | Uniform | 0.25 | [5 empty] | 0.25 | 0.75 | 0.75 | 0.7 | 0.1865 |  | 1 | Exhaust Fans | 10.0 | 310 | 280 | 310 | 300 | 310 | 300 | 310 | 310 | 300 | 310 | 300 | 310 | 57.815 | 52.22 | 57.815 | 55.95 | 57.815 | 55.95 | 57.815 | 57.815 | 55.95 | 57.815 | 55.95 | 57.815 | 3650 | 680.725 | 0.3319
6322 | Ventilation | Exhaust Fan | EF2 | Uniform | 0.25 | [5 empty] | 0.25 | 0.75 | 0.75 | 0.7 | 0.1865 |  | 0.15 | All Day | 24.0 | 111.6 | 100.8 | 111.6 | 108 | 111.6 | 108 | 111.6 | 111.6 | 108 | 111.6 | 108 | 111.6 | 20.8134 | 18.7992 | 20.8134 | 20.142 | 20.8134 | 20.142 | 20.8134 | 20.8134 | 20.142 | 20.8134 | 20.142 | 20.8134 | 1314 | 245.061 | 0.16212
6323 | Ventilation | Exhaust Fan | EF3 | Uniform | 0.25 | [5 empty] | 0.25 | 0.75 | 0.75 | 0.7 | 0.1865 |  | 0.15 | All Day | 24.0 | 111.6 | 100.8 | 111.6 | 108 | 111.6 | 108 | 111.6 | 111.6 | 108 | 111.6 | 108 | 111.6 | 20.8134 | 18.7992 | 20.8134 | 20.142 | 20.8134 | 20.142 | 20.8134 | 20.8134 | 20.142 | 20.8134 | 20.142 | 20.8134 | 1314 | 245.061 | 0.16212
6324 | Ventilation | Exhaust Fan | EF4 | Uniform | 0.25 | [5 empty] | 0.25 | 0.75 | 0.75 | 0.7 | 0.1865 |  | 0.15 | All Day | 24.0 | 111.6 | 100.8 | 111.6 | 108 | 111.6 | 108 | 111.6 | 111.6 | 108 | 111.6 | 108 | 111.6 | 20.8134 | 18.7992 | 20.8134 | 20.142 | 20.8134 | 20.142 | 20.8134 | 20.8134 | 20.142 | 20.8134 | 20.142 | 20.8134 | 1314 | 245.061 | 0.16212
6325 | Ventilation | Exhaust Fan | EF5 | Uniform | 0.25 | [5 empty] | 0.25 | 0.75 | 0.75 | 0.7 | 0.1865 |  | 0.15 | All Day | 24.0 | 111.6 | 100.8 | 111.6 | 108 | 111.6 | 108 | 111.6 | 111.6 | 108 | 111.6 | 108 | 111.6 | 20.8134 | 18.7992 | 20.8134 | 20.142 | 20.8134 | 20.142 | 20.8134 | 20.8134 | 20.142 | 20.8134 | 20.142 | 20.8134 | 1314 | 245.061 | 0.16212
6326 | Ventilation | Exhaust Fan | EF6 | Uniform | 0.25 | [5 empty] | 0.25 | 0.75 | 0.75 | 0.7 | 0.1865 |  | 0.15 | All Day | 24.0 | 111.6 | 100.8 | 111.6 | 108 | 111.6 | 108 | 111.6 | 111.6 | 108 | 111.6 | 108 | 111.6 | 20.8134 | 18.7992 | 20.8134 | 20.142 | 20.8134 | 20.142 | 20.8134 | 20.8134 | 20.142 | 20.8134 | 20.142 | 20.8134 | 1314 | 245.061 | 0.16212
6327 | Pump | Pump |  | Uniform | 0.25 | [5 empty] | 0.25 | 0.75 | 0.75 | 0.7 | 0.1865 |  | 0.15 | All Day | 24.0 | 111.6 | 100.8 | 111.6 | 108 | 111.6 | 108 | 111.6 | 111.6 | 108 | 111.6 | 108 | 111.6 | 20.8134 | 18.7992 | 20.8134 | 20.142 | 20.8134 | 20.142 | 20.8134 | 20.8134 | 20.142 | 20.8134 | 20.142 | 20.8134 | 1314 | 245.061 | 0.089732
6328 | Pump | Pump |  | Uniform | 0.25 | [5 empty] | 0.25 | 0.75 | 0.75 | 0.7 | 0.1865 |  | 0.15 | All Day | 24.0 | 111.6 | 100.8 | 111.6 | 108 | 111.6 | 108 | 111.6 | 111.6 | 108 | 111.6 | 108 | 111.6 | 20.8134 | 18.7992 | 20.8134 | 20.142 | 20.8134 | 20.142 | 20.8134 | 20.8134 | 20.142 | 20.8134 | 20.142 | 20.8134 | 1314 | 245.061 | 0.089732
6329 | Ventilation | Exhaust Fan | EF-11 | Uniform | 0.25 | [5 empty] | 0.25 | 0.75 | 0.75 | 0.7 | 0.1865 |  | 0.15 | All Day | 24.0 | 111.6 | 100.8 | 111.6 | 108 | 111.6 | 108 | 111.6 | 111.6 | 108 | 111.6 | 108 | 111.6 | 20.8134 | 18.7992 | 20.8134 | 20.142 | 20.8134 | 20.142 | 20.8134 | 20.8134 | 20.142 | 20.8134 | 20.142 | 20.8134 | 1314 | 245.061 | 0.89387
6330 | Ventilation | Exhaust Fan | EF-3 | Uniform | 0.25 | [5 empty] | 0.25 | 0.75 | 0.75 | 0.7 | 0.1865 |  | 0.15 | All Day | 24.0 | 111.6 | 100.8 | 111.6 | 108 | 111.6 | 108 | 111.6 | 111.6 | 108 | 111.6 | 108 | 111.6 | 20.8134 | 18.7992 | 20.8134 | 20.142 | 20.8134 | 20.142 | 20.8134 | 20.8134 | 20.142 | 20.8134 | 20.142 | 20.8134 | 1314 | 245.061 | 0.50712
6331 | AC system | Fan | RTU-2 | Cooling 1 | 0.25 | [5 empty] | 0.25 | 0.75 | 0.75 | 0.7 | 0.1865 |  | 0.3 | All Day | 24.0 | 0 | 0 | 0 | 0 | 111.6 | 216 | 223.2 | 223.2 | 108 | 0 | 0 | 0 | 0 | 0 | 0 | 0 | 20.8134 | 40.284 | 41.6268 | 41.6268 | 20.142 | 0 | 0 | 0 | 882 | 164.493 | 0.15677
6332 | Ventilation | Return Fan | F2a | Fish Season | 0.25 | [5 empty] | 0.25 | 0.75 | 0.75 | 0.7 | 0.1865 |  | 1 |  | 24.0 | 744 | 672 | 744 | 720 | 372 | 72 | 0 | 0 | 0 | 744 | 720 | 744 | 138.756 | 125.328 | 138.756 | 134.28 | 69.378 | 13.428 | 0 | 0 | 0 | 138.756 | 134.28 | 138.756 | 5532 | 1031.718 | 0.1433
6333 | Ventilation | Return Fan | F2b | Fish Season | 0.25 | [5 empty] | 0.25 | 0.75 | 0.75 | 0.7 | 0.1865 |  | 1 |  | 24.0 | 744 | 672 | 744 | 720 | 372 | 72 | 0 | 0 | 0 | 744 | 720 | 744 | 138.756 | 125.328 | 138.756 | 134.28 | 69.378 | 13.428 | 0 | 0 | 0 | 138.756 | 134.28 | 138.756 | 5532 | 1031.718 | 0.1433
6334 | Ventilation | Exhaust Fan |  | Uniform | 0.25 | [5 empty] | 0.25 | 0.75 | 0.75 | 0.7 | 0.1865 |  | 0.5 | RTU | 18.0 | 279 | 252 | 279 | 270 | 279 | 270 | 279 | 279 | 270 | 279 | 270 | 279 | 52.0335 | 46.998 | 52.0335 | 50.355 | 52.0335 | 50.355 | 52.0335 | 52.0335 | 50.355 | 52.0335 | 50.355 | 52.0335 | 3285 | 612.6525 | 0.35376
6335 | Ventilation | Fan Coil Unit | FC-29 | Uniform | 0.25 | [5 empty] | 0.25 | 0.75 | 0.75 | 0.7 | 0.1865 |  | 1 | D | 18.0 | 558 | 504 | 558 | 540 | 558 | 540 | 558 | 558 | 540 | 558 | 540 | 558 | 104.067 | 93.996 | 104.067 | 100.71 | 104.067 | 100.71 | 104.067 | 104.067 | 100.71 | 104.067 | 100.71 | 104.067 | 6570 | 1225.305 | 0.085628
6336 | Ventilation | Change Room | EF8 | Uniform | 0.25 | [5 empty] | 0.25 | 0.75 | 0.75 | 0.7 | 0.1865 |  | 0.16667 | All Day | 24.0 | 124 | 112 | 124 | 120 | 124 | 120 | 124 | 124 | 120 | 124 | 120 | 124 | 23.126 | 20.888 | 23.126 | 22.38 | 23.126 | 22.38 | 23.126 | 23.126 | 22.38 | 23.126 | 22.38 | 23.126 | 1460 | 272.29 | 0.29074
6337 | Ventilation | Exhaust Fan | - | Uniform | 0.25 | [5 empty] | 0.25 | 0.75 | 0.75 | 0.7 | 0.1865 |  | 1 | Vent schedule | 16.0 | 496 | 448 | 496 | 480 | 496 | 480 | 496 | 496 | 480 | 496 | 480 | 496 | 92.504 | 83.552 | 92.504 | 89.52 | 92.504 | 89.52 | 92.504 | 92.504 | 89.52 | 92.504 | 89.52 | 92.504 | 5840 | 1089.16 | 3.1445
6338 | Ventilation | Exhaust Fan |  | Uniform | 0.25 | [5 empty] | 0.25 | 0.75 | 0.75 | 0.7 | 0.1865 |  | 1 | EF Timer | 16.0 | 496 | 448 | 496 | 480 | 496 | 480 | 496 | 496 | 480 | 496 | 480 | 496 | 92.504 | 83.552 | 92.504 | 89.52 | 92.504 | 89.52 | 92.504 | 92.504 | 89.52 | 92.504 | 89.52 | 92.504 | 5840 | 1089.16 | 5.1506
6339 | Ventilation | Exhaust Fan |  | Uniform | 0.25 | [5 empty] | 0.25 | 0.75 | 0.75 | 0.7 | 0.1865 |  | 1 | EF Timer | 16.0 | 496 | 448 | 496 | 480 | 496 | 480 | 496 | 496 | 480 | 496 | 480 | 496 | 92.504 | 83.552 | 92.504 | 89.52 | 92.504 | 89.52 | 92.504 | 92.504 | 89.52 | 92.504 | 89.52 | 92.504 | 5840 | 1089.16 | 5.1506
6340 | Ventilation | Exhaust Fan | FNE002-VTC | Uniform | 0.25 | [5 empty] | 0.25 | 0.75 | 0.75 | 0.7 | 0.1865 |  | 1 | Bay Hours | 16.0 | 496 | 448 | 496 | 480 | 496 | 480 | 496 | 496 | 480 | 496 | 480 | 496 | 92.504 | 83.552 | 92.504 | 89.52 | 92.504 | 89.52 | 92.504 | 92.504 | 89.52 | 92.504 | 89.52 | 92.504 | 5840 | 1089.16 | 0.060952
6341 | Ventilation | Exhaust Fan | FNE003-VTC | Uniform | 0.25 | [5 empty] | 0.25 | 0.75 | 0.75 | 0.7 | 0.1865 |  | 1 | Bay Hours | 16.0 | 496 | 448 | 496 | 480 | 496 | 480 | 496 | 496 | 480 | 496 | 480 | 496 | 92.504 | 83.552 | 92.504 | 89.52 | 92.504 | 89.52 | 92.504 | 92.504 | 89.52 | 92.504 | 89.52 | 92.504 | 5840 | 1089.16 | 0.060952
6342 | Ventilation | Exhaust Fan | FNE004-VTC | Uniform | 0.25 | [5 empty] | 0.25 | 0.75 | 0.75 | 0.7 | 0.1865 |  | 1 | Bay Hours | 16.0 | 496 | 448 | 496 | 480 | 496 | 480 | 496 | 496 | 480 | 496 | 480 | 496 | 92.504 | 83.552 | 92.504 | 89.52 | 92.504 | 89.52 | 92.504 | 92.504 | 89.52 | 92.504 | 89.52 | 92.504 | 5840 | 1089.16 | 0.060952
6343 | Ventilation | Exhaust Fan | FNE023-VTC | Uniform | 0.25 | [5 empty] | 0.25 | 0.75 | 0.75 | 0.7 | 0.1865 |  | 1 | Bay Hours | 16.0 | 496 | 448 | 496 | 480 | 496 | 480 | 496 | 496 | 480 | 496 | 480 | 496 | 92.504 | 83.552 | 92.504 | 89.52 | 92.504 | 89.52 | 92.504 | 92.504 | 89.52 | 92.504 | 89.52 | 92.504 | 5840 | 1089.16 | 0.060952
6344 | Ventilation | Exhaust Fan | FNE024-VTC | Uniform | 0.25 | [5 empty] | 0.25 | 0.75 | 0.75 | 0.7 | 0.1865 |  | 1 | Bay Hours | 16.0 | 496 | 448 | 496 | 480 | 496 | 480 | 496 | 496 | 480 | 496 | 480 | 496 | 92.504 | 83.552 | 92.504 | 89.52 | 92.504 | 89.52 | 92.504 | 92.504 | 89.52 | 92.504 | 89.52 | 92.504 | 5840 | 1089.16 | 0.060952
6345 | Ventilation | Exhaust Fan | FNE026-VTC | Uniform | 0.25 | [5 empty] | 0.25 | 0.75 | 0.75 | 0.7 | 0.1865 |  | 1 | Bay Hours | 16.0 | 496 | 448 | 496 | 480 | 496 | 480 | 496 | 496 | 480 | 496 | 480 | 496 | 92.504 | 83.552 | 92.504 | 89.52 | 92.504 | 89.52 | 92.504 | 92.504 | 89.52 | 92.504 | 89.52 | 92.504 | 5840 | 1089.16 | 0.060952
6346 | Ventilation | Exhaust Fan | FNE027-VTC | Uniform | 0.25 | [5 empty] | 0.25 | 0.75 | 0.75 | 0.7 | 0.1865 |  | 1 | Bay Hours | 16.0 | 496 | 448 | 496 | 480 | 496 | 480 | 496 | 496 | 480 | 496 | 480 | 496 | 92.504 | 83.552 | 92.504 | 89.52 | 92.504 | 89.52 | 92.504 | 92.504 | 89.52 | 92.504 | 89.52 | 92.504 | 5840 | 1089.16 | 0.060952
6347 | Ventilation | Exhaust Fan | FNE028-VTC | Uniform | 0.25 | [5 empty] | 0.25 | 0.75 | 0.75 | 0.7 | 0.1865 |  | 1 | Bay Hours | 16.0 | 496 | 448 | 496 | 480 | 496 | 480 | 496 | 496 | 480 | 496 | 480 | 496 | 92.504 | 83.552 | 92.504 | 89.52 | 92.504 | 89.52 | 92.504 | 92.504 | 89.52 | 92.504 | 89.52 | 92.504 | 5840 | 1089.16 | 0.060952
6348 | Ventilation | Exhaust Fan | FNE031-VTC | Uniform | 0.25 | [5 empty] | 0.25 | 0.75 | 0.75 | 0.7 | 0.1865 |  | 1 | Bay Hours | 16.0 | 496 | 448 | 496 | 480 | 496 | 480 | 496 | 496 | 480 | 496 | 480 | 496 | 92.504 | 83.552 | 92.504 | 89.52 | 92.504 | 89.52 | 92.504 | 92.504 | 89.52 | 92.504 | 89.52 | 92.504 | 5840 | 1089.16 | 0.060952
6349 | Ventilation | Exhaust Fan | FNE035-VTC | Uniform | 0.25 | [5 empty] | 0.25 | 0.75 | 0.75 | 0.7 | 0.1865 |  | 1 | Bay Hours | 16.0 | 496 | 448 | 496 | 480 | 496 | 480 | 496 | 496 | 480 | 496 | 480 | 496 | 92.504 | 83.552 | 92.504 | 89.52 | 92.504 | 89.52 | 92.504 | 92.504 | 89.52 | 92.504 | 89.52 | 92.504 | 5840 | 1089.16 | 0.060952
6350 | Ventilation | Exhaust Fan | FNE043-VTC | Uniform | 0.25 | [5 empty] | 0.25 | 0.75 | 0.75 | 0.7 | 0.1865 |  | 1 | Bay Hours | 16.0 | 496 | 448 | 496 | 480 | 496 | 480 | 496 | 496 | 480 | 496 | 480 | 496 | 92.504 | 83.552 | 92.504 | 89.52 | 92.504 | 89.52 | 92.504 | 92.504 | 89.52 | 92.504 | 89.52 | 92.504 | 5840 | 1089.16 | 0.060952
6351 | Ventilation | Exhaust Fan | FNE045-VTC | Uniform | 0.25 | [5 empty] | 0.25 | 0.75 | 0.75 | 0.7 | 0.1865 |  | 1 | Bay Hours | 16.0 | 496 | 448 | 496 | 480 | 496 | 480 | 496 | 496 | 480 | 496 | 480 | 496 | 92.504 | 83.552 | 92.504 | 89.52 | 92.504 | 89.52 | 92.504 | 92.504 | 89.52 | 92.504 | 89.52 | 92.504 | 5840 | 1089.16 | 0.060952
6352 | Ventilation | Exhaust Fan | FNE046-VTC | Uniform | 0.25 | [5 empty] | 0.25 | 0.75 | 0.75 | 0.7 | 0.1865 |  | 1 | Bay Hours | 16.0 | 496 | 448 | 496 | 480 | 496 | 480 | 496 | 496 | 480 | 496 | 480 | 496 | 92.504 | 83.552 | 92.504 | 89.52 | 92.504 | 89.52 | 92.504 | 92.504 | 89.52 | 92.504 | 89.52 | 92.504 | 5840 | 1089.16 | 0.060952
6353 | Ventilation | Exhaust Fan | FNE047-VTC | Uniform | 0.25 | [5 empty] | 0.25 | 0.75 | 0.75 | 0.7 | 0.1865 |  | 1 | Bay Hours | 16.0 | 496 | 448 | 496 | 480 | 496 | 480 | 496 | 496 | 480 | 496 | 480 | 496 | 92.504 | 83.552 | 92.504 | 89.52 | 92.504 | 89.52 | 92.504 | 92.504 | 89.52 | 92.504 | 89.52 | 92.504 | 5840 | 1089.16 | 0.060952
6354 | Ventilation | Exhaust Fan | FNE050-VTC | Uniform | 0.25 | [5 empty] | 0.25 | 0.75 | 0.75 | 0.7 | 0.1865 |  | 1 | Bay Hours | 16.0 | 496 | 448 | 496 | 480 | 496 | 480 | 496 | 496 | 480 | 496 | 480 | 496 | 92.504 | 83.552 | 92.504 | 89.52 | 92.504 | 89.52 | 92.504 | 92.504 | 89.52 | 92.504 | 89.52 | 92.504 | 5840 | 1089.16 | 0.060952
6355 | Ventilation | Exhaust Fan | FNE051-VTC | Uniform | 0.25 | [5 empty] | 0.25 | 0.75 | 0.75 | 0.7 | 0.1865 |  | 1 | Bay Hours | 16.0 | 496 | 448 | 496 | 480 | 496 | 480 | 496 | 496 | 480 | 496 | 480 | 496 | 92.504 | 83.552 | 92.504 | 89.52 | 92.504 | 89.52 | 92.504 | 92.504 | 89.52 | 92.504 | 89.52 | 92.504 | 5840 | 1089.16 | 0.060952
6356 | Ventilation | Exhaust Fan | FNE052-VTC | Uniform | 0.25 | [5 empty] | 0.25 | 0.75 | 0.75 | 0.7 | 0.1865 |  | 1 | Bay Hours | 16.0 | 496 | 448 | 496 | 480 | 496 | 480 | 496 | 496 | 480 | 496 | 480 | 496 | 92.504 | 83.552 | 92.504 | 89.52 | 92.504 | 89.52 | 92.504 | 92.504 | 89.52 | 92.504 | 89.52 | 92.504 | 5840 | 1089.16 | 0.060952
6357 | Ventilation | Exhaust Fan | FNE055-VTC | Uniform | 0.25 | [5 empty] | 0.25 | 0.75 | 0.75 | 0.7 | 0.1865 |  | 1 | Bay Hours | 16.0 | 496 | 448 | 496 | 480 | 496 | 480 | 496 | 496 | 480 | 496 | 480 | 496 | 92.504 | 83.552 | 92.504 | 89.52 | 92.504 | 89.52 | 92.504 | 92.504 | 89.52 | 92.504 | 89.52 | 92.504 | 5840 | 1089.16 | 0.060952
6358 | Ventilation | Exhaust Fan | FNE057-VTC | Uniform | 0.25 | [5 empty] | 0.25 | 0.75 | 0.75 | 0.7 | 0.1865 |  | 1 | Bay Hours | 16.0 | 496 | 448 | 496 | 480 | 496 | 480 | 496 | 496 | 480 | 496 | 480 | 496 | 92.504 | 83.552 | 92.504 | 89.52 | 92.504 | 89.52 | 92.504 | 92.504 | 89.52 | 92.504 | 89.52 | 92.504 | 5840 | 1089.16 | 0.060952
6359 | Ventilation | Exhaust Fan | FNE058-VTC | Uniform | 0.25 | [5 empty] | 0.25 | 0.75 | 0.75 | 0.7 | 0.1865 |  | 1 | Bay Hours | 16.0 | 496 | 448 | 496 | 480 | 496 | 480 | 496 | 496 | 480 | 496 | 480 | 496 | 92.504 | 83.552 | 92.504 | 89.52 | 92.504 | 89.52 | 92.504 | 92.504 | 89.52 | 92.504 | 89.52 | 92.504 | 5840 | 1089.16 | 0.060952
6360 | Ventilation | Exhaust Fan | FNE061-VTC | Uniform | 0.25 | [5 empty] | 0.25 | 0.75 | 0.75 | 0.7 | 0.1865 |  | 1 | Bay Hours | 16.0 | 496 | 448 | 496 | 480 | 496 | 480 | 496 | 496 | 480 | 496 | 480 | 496 | 92.504 | 83.552 | 92.504 | 89.52 | 92.504 | 89.52 | 92.504 | 92.504 | 89.52 | 92.504 | 89.52 | 92.504 | 5840 | 1089.16 | 0.060952
6361 | Ventilation | Exhaust Fan | FNE062-VTC | Uniform | 0.25 | [5 empty] | 0.25 | 0.75 | 0.75 | 0.7 | 0.1865 |  | 1 | Bay Hours | 16.0 | 496 | 448 | 496 | 480 | 496 | 480 | 496 | 496 | 480 | 496 | 480 | 496 | 92.504 | 83.552 | 92.504 | 89.52 | 92.504 | 89.52 | 92.504 | 92.504 | 89.52 | 92.504 | 89.52 | 92.504 | 5840 | 1089.16 | 0.060952
6362 | Ventilation | Exhaust Fan | FNE067-VTC | Uniform | 0.25 | [5 empty] | 0.25 | 0.75 | 0.75 | 0.7 | 0.1865 |  | 1 | Bay Hours | 16.0 | 496 | 448 | 496 | 480 | 496 | 480 | 496 | 496 | 480 | 496 | 480 | 496 | 92.504 | 83.552 | 92.504 | 89.52 | 92.504 | 89.52 | 92.504 | 92.504 | 89.52 | 92.504 | 89.52 | 92.504 | 5840 | 1089.16 | 0.060952
6363 | Ventilation | Exhaust Fan | FNE068-VTC | Uniform | 0.25 | [5 empty] | 0.25 | 0.75 | 0.75 | 0.7 | 0.1865 |  | 1 | Bay Hours | 16.0 | 496 | 448 | 496 | 480 | 496 | 480 | 496 | 496 | 480 | 496 | 480 | 496 | 92.504 | 83.552 | 92.504 | 89.52 | 92.504 | 89.52 | 92.504 | 92.504 | 89.52 | 92.504 | 89.52 | 92.504 | 5840 | 1089.16 | 0.060952
6364 | Ventilation | Exhaust Fan | FNE069-VTC | Uniform | 0.25 | [5 empty] | 0.25 | 0.75 | 0.75 | 0.7 | 0.1865 |  | 1 | Bay Hours | 16.0 | 496 | 448 | 496 | 480 | 496 | 480 | 496 | 496 | 480 | 496 | 480 | 496 | 92.504 | 83.552 | 92.504 | 89.52 | 92.504 | 89.52 | 92.504 | 92.504 | 89.52 | 92.504 | 89.52 | 92.504 | 5840 | 1089.16 | 0.060952
6365 | Ventilation | Exhaust Fan | FNE902-VTC | Uniform | 0.25 | [5 empty] | 0.25 | 0.75 | 0.75 | 0.7 | 0.1865 |  | 1 | Bay Hours | 16.0 | 496 | 448 | 496 | 480 | 496 | 480 | 496 | 496 | 480 | 496 | 480 | 496 | 92.504 | 83.552 | 92.504 | 89.52 | 92.504 | 89.52 | 92.504 | 92.504 | 89.52 | 92.504 | 89.52 | 92.504 | 5840 | 1089.16 | 0.060952
6366 | Ventilation | Supply Fan | FNS002-VTC | Uniform | 0.25 | [5 empty] | 0.25 | 0.75 | 0.75 | 0.7 | 0.1865 |  | 1 | Bay Hours | 16.0 | 496 | 448 | 496 | 480 | 496 | 480 | 496 | 496 | 480 | 496 | 480 | 496 | 92.504 | 83.552 | 92.504 | 89.52 | 92.504 | 89.52 | 92.504 | 92.504 | 89.52 | 92.504 | 89.52 | 92.504 | 5840 | 1089.16 | 0.060952
6367 | Ventilation | Supply Fan | FNS003-VTC | Uniform | 0.25 | [5 empty] | 0.25 | 0.75 | 0.75 | 0.7 | 0.1865 |  | 1 | Bay Hours | 16.0 | 496 | 448 | 496 | 480 | 496 | 480 | 496 | 496 | 480 | 496 | 480 | 496 | 92.504 | 83.552 | 92.504 | 89.52 | 92.504 | 89.52 | 92.504 | 92.504 | 89.52 | 92.504 | 89.52 | 92.504 | 5840 | 1089.16 | 0.060952
6368 | Ventilation | Supply Fan | FNS501-VTC | Uniform | 0.25 | [5 empty] | 0.25 | 0.75 | 0.75 | 0.7 | 0.1865 |  | 1 | Bay Hours | 16.0 | 496 | 448 | 496 | 480 | 496 | 480 | 496 | 496 | 480 | 496 | 480 | 496 | 92.504 | 83.552 | 92.504 | 89.52 | 92.504 | 89.52 | 92.504 | 92.504 | 89.52 | 92.504 | 89.52 | 92.504 | 5840 | 1089.16 | 0.060952
6369 | Ventilation | Supply Fan | FNS601-VTC | Uniform | 0.25 | [5 empty] | 0.25 | 0.75 | 0.75 | 0.7 | 0.1865 |  | 1 | Bay Hours | 16.0 | 496 | 448 | 496 | 480 | 496 | 480 | 496 | 496 | 480 | 496 | 480 | 496 | 92.504 | 83.552 | 92.504 | 89.52 | 92.504 | 89.52 | 92.504 | 92.504 | 89.52 | 92.504 | 89.52 | 92.504 | 5840 | 1089.16 | 0.060952
6370 | Ventilation | Exhaust Fan | 3 | Uniform | 0.25 | 0.1865 |  |  |  |  | 0.25 | 0.75 | 0.75 | 0.7 | 0.1865 |  | 1 |  | 14.0 | 434 | 392 | 434 | 420 | 434 | 420 | 434 | 434 | 420 | 434 | 420 | 434 | 80.941 | 73.108 | 80.941 | 78.33 | 80.941 | 78.33 | 80.941 | 80.941 | 78.33 | 80.941 | 78.33 | 80.941 | 5110 | 953.015 | 0.31557
6371 | Ventilation | Exhaust Fan | 10 | Uniform | 0.25 | 0.1865 |  |  |  |  | 0.25 | 0.75 | 0.75 | 0.7 | 0.1865 |  | 1 |  | 14.0 | 434 | 392 | 434 | 420 | 434 | 420 | 434 | 434 | 420 | 434 | 420 | 434 | 80.941 | 73.108 | 80.941 | 78.33 | 80.941 | 78.33 | 80.941 | 80.941 | 78.33 | 80.941 | 78.33 | 80.941 | 5110 | 953.015 | 0.31557
6372 | Ventilation | Exhaust Fan | 11 | Uniform | 0.25 | 0.1865 |  |  |  |  | 0.25 | 0.75 | 0.75 | 0.7 | 0.1865 |  | 1 |  | 14.0 | 434 | 392 | 434 | 420 | 434 | 420 | 434 | 434 | 420 | 434 | 420 | 434 | 80.941 | 73.108 | 80.941 | 78.33 | 80.941 | 78.33 | 80.941 | 80.941 | 78.33 | 80.941 | 78.33 | 80.941 | 5110 | 953.015 | 0.31557
6373 | Ventilation | Exhaust Fan | 13 | Uniform | 0.25 | 0.1865 |  |  |  |  | 0.25 | 0.75 | 0.75 | 0.7 | 0.1865 |  | 1 |  | 14.0 | 434 | 392 | 434 | 420 | 434 | 420 | 434 | 434 | 420 | 434 | 420 | 434 | 80.941 | 73.108 | 80.941 | 78.33 | 80.941 | 78.33 | 80.941 | 80.941 | 78.33 | 80.941 | 78.33 | 80.941 | 5110 | 953.015 | 0.31557
6374 | Ventilation | Exhaust Fan | 14 | Uniform | 0.25 | 0.1865 |  |  |  |  | 0.25 | 0.75 | 0.75 | 0.7 | 0.1865 |  | 1 |  | 14.0 | 434 | 392 | 434 | 420 | 434 | 420 | 434 | 434 | 420 | 434 | 420 | 434 | 80.941 | 73.108 | 80.941 | 78.33 | 80.941 | 78.33 | 80.941 | 80.941 | 78.33 | 80.941 | 78.33 | 80.941 | 5110 | 953.015 | 0.31557
6375 | Ventilation | Exhaust Fan | 18 | Uniform | 0.25 | 0.1865 |  |  |  |  | 0.25 | 0.75 | 0.75 | 0.7 | 0.1865 |  | 1 |  | 14.0 | 434 | 392 | 434 | 420 | 434 | 420 | 434 | 434 | 420 | 434 | 420 | 434 | 80.941 | 73.108 | 80.941 | 78.33 | 80.941 | 78.33 | 80.941 | 80.941 | 78.33 | 80.941 | 78.33 | 80.941 | 5110 | 953.015 | 0.31557
6376 | Ventilation | Recirculation Fan | FC-2 | Uniform | 0.25 | [5 empty] | 0.25 | 0.75 | 0.75 | 0.7 | 0.1865 |  | 1 | Building Vent | 14.0 | 434 | 392 | 434 | 420 | 434 | 420 | 434 | 434 | 420 | 434 | 420 | 434 | 80.941 | 73.108 | 80.941 | 78.33 | 80.941 | 78.33 | 80.941 | 80.941 | 78.33 | 80.941 | 78.33 | 80.941 | 5110 | 953.015 | 0.16288
6377 | Ventilation | Recirculation Fan | FC-3 | Uniform | 0.25 | [5 empty] | 0.25 | 0.75 | 0.75 | 0.7 | 0.1865 |  | 1 | Building Vent | 14.0 | 434 | 392 | 434 | 420 | 434 | 420 | 434 | 434 | 420 | 434 | 420 | 434 | 80.941 | 73.108 | 80.941 | 78.33 | 80.941 | 78.33 | 80.941 | 80.941 | 78.33 | 80.941 | 78.33 | 80.941 | 5110 | 953.015 | 0.16288
6378 | Ventilation | Recirculation Fan | FC-4 | Uniform | 0.25 | [5 empty] | 0.25 | 0.75 | 0.75 | 0.7 | 0.1865 |  | 1 | Building Vent | 14.0 | 434 | 392 | 434 | 420 | 434 | 420 | 434 | 434 | 420 | 434 | 420 | 434 | 80.941 | 73.108 | 80.941 | 78.33 | 80.941 | 78.33 | 80.941 | 80.941 | 78.33 | 80.941 | 78.33 | 80.941 | 5110 | 953.015 | 0.16288
6379 | Ventilation | Recirculation Fan | FC-5 | Uniform | 0.25 | [5 empty] | 0.25 | 0.75 | 0.75 | 0.7 | 0.1865 |  | 1 | Building Vent | 14.0 | 434 | 392 | 434 | 420 | 434 | 420 | 434 | 434 | 420 | 434 | 420 | 434 | 80.941 | 73.108 | 80.941 | 78.33 | 80.941 | 78.33 | 80.941 | 80.941 | 78.33 | 80.941 | 78.33 | 80.941 | 5110 | 953.015 | 0.16288
6380 | Ventilation | Recirculation Fan | FC-6 | Uniform | 0.25 | [5 empty] | 0.25 | 0.75 | 0.75 | 0.7 | 0.1865 |  | 1 | Building Vent | 14.0 | 434 | 392 | 434 | 420 | 434 | 420 | 434 | 434 | 420 | 434 | 420 | 434 | 80.941 | 73.108 | 80.941 | 78.33 | 80.941 | 78.33 | 80.941 | 80.941 | 78.33 | 80.941 | 78.33 | 80.941 | 5110 | 953.015 | 0.16288
6381 | Ventilation | Recirculation Fan | FC-9 | Uniform | 0.25 | [5 empty] | 0.25 | 0.75 | 0.75 | 0.7 | 0.1865 |  | 1 | Building Vent | 14.0 | 434 | 392 | 434 | 420 | 434 | 420 | 434 | 434 | 420 | 434 | 420 | 434 | 80.941 | 73.108 | 80.941 | 78.33 | 80.941 | 78.33 | 80.941 | 80.941 | 78.33 | 80.941 | 78.33 | 80.941 | 5110 | 953.015 | 0.16288
6382 | Ventilation | Recirculation Fan | FC-10 | Uniform | 0.25 | [5 empty] | 0.25 | 0.75 | 0.75 | 0.7 | 0.1865 |  | 1 | Building Vent | 14.0 | 434 | 392 | 434 | 420 | 434 | 420 | 434 | 434 | 420 | 434 | 420 | 434 | 80.941 | 73.108 | 80.941 | 78.33 | 80.941 | 78.33 | 80.941 | 80.941 | 78.33 | 80.941 | 78.33 | 80.941 | 5110 | 953.015 | 0.16288
6383 | Ventilation | Recirculation Fan | FC-15 | Uniform | 0.25 | [5 empty] | 0.25 | 0.75 | 0.75 | 0.7 | 0.1865 |  | 1 | Building Vent | 14.0 | 434 | 392 | 434 | 420 | 434 | 420 | 434 | 434 | 420 | 434 | 420 | 434 | 80.941 | 73.108 | 80.941 | 78.33 | 80.941 | 78.33 | 80.941 | 80.941 | 78.33 | 80.941 | 78.33 | 80.941 | 5110 | 953.015 | 0.16288
6384 | Ventilation | Recirculation Fan | FC-16 | Uniform | 0.25 | [5 empty] | 0.25 | 0.75 | 0.75 | 0.7 | 0.1865 |  | 1 | Building Vent | 14.0 | 434 | 392 | 434 | 420 | 434 | 420 | 434 | 434 | 420 | 434 | 420 | 434 | 80.941 | 73.108 | 80.941 | 78.33 | 80.941 | 78.33 | 80.941 | 80.941 | 78.33 | 80.941 | 78.33 | 80.941 | 5110 | 953.015 | 0.16288
6385 | Ventilation | Recirculation Fan | FC-18 | Uniform | 0.25 | [5 empty] | 0.25 | 0.75 | 0.75 | 0.7 | 0.1865 |  | 1 | Building Vent | 14.0 | 434 | 392 | 434 | 420 | 434 | 420 | 434 | 434 | 420 | 434 | 420 | 434 | 80.941 | 73.108 | 80.941 | 78.33 | 80.941 | 78.33 | 80.941 | 80.941 | 78.33 | 80.941 | 78.33 | 80.941 | 5110 | 953.015 | 0.16288
6386 | Ventilation | Recirculation Fan | FC-19 | Uniform | 0.25 | [5 empty] | 0.25 | 0.75 | 0.75 | 0.7 | 0.1865 |  | 1 | Building Vent | 14.0 | 434 | 392 | 434 | 420 | 434 | 420 | 434 | 434 | 420 | 434 | 420 | 434 | 80.941 | 73.108 | 80.941 | 78.33 | 80.941 | 78.33 | 80.941 | 80.941 | 78.33 | 80.941 | 78.33 | 80.941 | 5110 | 953.015 | 0.16288
6387 | Ventilation | Pressurized Fan | SPF-1 | Uniform | 0.25 | [5 empty] | 0.25 | 0.75 | 0.75 | 0.7 | 0.1865 |  | 1 | Building Vent | 14.0 | 434 | 392 | 434 | 420 | 434 | 420 | 434 | 434 | 420 | 434 | 420 | 434 | 80.941 | 73.108 | 80.941 | 78.33 | 80.941 | 78.33 | 80.941 | 80.941 | 78.33 | 80.941 | 78.33 | 80.941 | 5110 | 953.015 | 0.16288
6388 | Ventilation | Force flow heater | FF-8 - SF | FF | 0.25 | [5 empty] | 0.25 | 0.75 | 0.75 | 0.7 | 0.1865 |  | 1 |  | 10.5 | 146.475 | 132.3 | 146.475 | 141.75 | 113.925 | 110.25 | 32.55 | 130.2 | 141.75 | 146.475 | 141.75 | 146.475 | 27.3176 | 24.674 | 27.3176 | 26.4364 | 21.247 | 20.5616 | 6.0706 | 24.2823 | 26.4364 | 27.3176 | 26.4364 | 27.3176 | 1530.375 | 285.4149 | 0.019912
6389 | Ventilation | Force flow heater | FF-9 - SF | FF | 0.25 | [5 empty] | 0.25 | 0.75 | 0.75 | 0.7 | 0.1865 |  | 1 |  | 10.5 | 146.475 | 132.3 | 146.475 | 141.75 | 113.925 | 110.25 | 32.55 | 130.2 | 141.75 | 146.475 | 141.75 | 146.475 | 27.3176 | 24.674 | 27.3176 | 26.4364 | 21.247 | 20.5616 | 6.0706 | 24.2823 | 26.4364 | 27.3176 | 26.4364 | 27.3176 | 1530.375 | 285.4149 | 0.019912
6390 | Ventilation | Force flow heater | FF-11 - SF | FF | 0.25 | [5 empty] | 0.25 | 0.75 | 0.75 | 0.7 | 0.1865 |  | 1 |  | 10.5 | 146.475 | 132.3 | 146.475 | 141.75 | 113.925 | 110.25 | 32.55 | 130.2 | 141.75 | 146.475 | 141.75 | 146.475 | 27.3176 | 24.674 | 27.3176 | 26.4364 | 21.247 | 20.5616 | 6.0706 | 24.2823 | 26.4364 | 27.3176 | 26.4364 | 27.3176 | 1530.375 | 285.4149 | 0.019912
6391 | Ventilation | Force flow heater | FF-12 - SF | FF | 0.25 | [5 empty] | 0.25 | 0.75 | 0.75 | 0.7 | 0.1865 |  | 1 |  | 10.5 | 146.475 | 132.3 | 146.475 | 141.75 | 113.925 | 110.25 | 32.55 | 130.2 | 141.75 | 146.475 | 141.75 | 146.475 | 27.3176 | 24.674 | 27.3176 | 26.4364 | 21.247 | 20.5616 | 6.0706 | 24.2823 | 26.4364 | 27.3176 | 26.4364 | 27.3176 | 1530.375 | 285.4149 | 0.019912
6392 | Ventilation | Force flow heater | FF-14 - SF | FF | 0.25 | [5 empty] | 0.25 | 0.75 | 0.75 | 0.7 | 0.1865 |  | 1 |  | 10.5 | 146.475 | 132.3 | 146.475 | 141.75 | 113.925 | 110.25 | 32.55 | 130.2 | 141.75 | 146.475 | 141.75 | 146.475 | 27.3176 | 24.674 | 27.3176 | 26.4364 | 21.247 | 20.5616 | 6.0706 | 24.2823 | 26.4364 | 27.3176 | 26.4364 | 27.3176 | 1530.375 | 285.4149 | 0.019912
6393 | Ventilation | Force flow heater | FF-8 - SF | FF | 0.25 | [5 empty] | 0.25 | 0.75 | 0.75 | 0.7 | 0.1865 |  | 1 |  | 10.5 | 146.475 | 132.3 | 146.475 | 141.75 | 113.925 | 110.25 | 32.55 | 130.2 | 141.75 | 146.475 | 141.75 | 146.475 | 27.3176 | 24.674 | 27.3176 | 26.4364 | 21.247 | 20.5616 | 6.0706 | 24.2823 | 26.4364 | 27.3176 | 26.4364 | 27.3176 | 1530.375 | 285.4149 | 0.020089
6394 | Ventilation | Force flow heater | FF-9 - SF | FF | 0.25 | [5 empty] | 0.25 | 0.75 | 0.75 | 0.7 | 0.1865 |  | 1 |  | 10.5 | 146.475 | 132.3 | 146.475 | 141.75 | 113.925 | 110.25 | 32.55 | 130.2 | 141.75 | 146.475 | 141.75 | 146.475 | 27.3176 | 24.674 | 27.3176 | 26.4364 | 21.247 | 20.5616 | 6.0706 | 24.2823 | 26.4364 | 27.3176 | 26.4364 | 27.3176 | 1530.375 | 285.4149 | 0.020089
6395 | Ventilation | Force flow heater | FF-11 - SF | FF | 0.25 | [5 empty] | 0.25 | 0.75 | 0.75 | 0.7 | 0.1865 |  | 1 |  | 10.5 | 146.475 | 132.3 | 146.475 | 141.75 | 113.925 | 110.25 | 32.55 | 130.2 | 141.75 | 146.475 | 141.75 | 146.475 | 27.3176 | 24.674 | 27.3176 | 26.4364 | 21.247 | 20.5616 | 6.0706 | 24.2823 | 26.4364 | 27.3176 | 26.4364 | 27.3176 | 1530.375 | 285.4149 | 0.020089
6396 | Ventilation | Force flow heater | FF-12 - SF | FF | 0.25 | [5 empty] | 0.25 | 0.75 | 0.75 | 0.7 | 0.1865 |  | 1 |  | 10.5 | 146.475 | 132.3 | 146.475 | 141.75 | 113.925 | 110.25 | 32.55 | 130.2 | 141.75 | 146.475 | 141.75 | 146.475 | 27.3176 | 24.674 | 27.3176 | 26.4364 | 21.247 | 20.5616 | 6.0706 | 24.2823 | 26.4364 | 27.3176 | 26.4364 | 27.3176 | 1530.375 | 285.4149 | 0.020089
6397 | Ventilation | Force flow heater | FF-14 - SF | FF | 0.25 | [5 empty] | 0.25 | 0.75 | 0.75 | 0.7 | 0.1865 |  | 1 |  | 10.5 | 146.475 | 132.3 | 146.475 | 141.75 | 113.925 | 110.25 | 32.55 | 130.2 | 141.75 | 146.475 | 141.75 | 146.475 | 27.3176 | 24.674 | 27.3176 | 26.4364 | 21.247 | 20.5616 | 6.0706 | 24.2823 | 26.4364 | 27.3176 | 26.4364 | 27.3176 | 1530.375 | 285.4149 | 0.020089
6398 | Ventilation | Supply Fan | F-17 | Uniform | 0.25 | [5 empty] | 0.25 | 0.75 | 0.75 | 0.7 | 0.1865 |  | 1 | AH-1 | 9.028571429 | 279.8857 | 252.8 | 279.8857 | 270.8571 | 279.8857 | 270.8571 | 279.8857 | 279.8857 | 270.8571 | 279.8857 | 270.8571 | 279.8857 | 52.1987 | 47.1472 | 52.1987 | 50.5149 | 52.1987 | 50.5149 | 52.1987 | 52.1987 | 50.5149 | 52.1987 | 50.5149 | 52.1987 | 3295.4286 | 614.5974 | 0.075698
6399 | Ventilation | Supply Fan | F-18 | Uniform | 0.25 | [5 empty] | 0.25 | 0.75 | 0.75 | 0.7 | 0.1865 |  | 1 | AH-1 | 9.028571429 | 279.8857 | 252.8 | 279.8857 | 270.8571 | 279.8857 | 270.8571 | 279.8857 | 279.8857 | 270.8571 | 279.8857 | 270.8571 | 279.8857 | 52.1987 | 47.1472 | 52.1987 | 50.5149 | 52.1987 | 50.5149 | 52.1987 | 52.1987 | 50.5149 | 52.1987 | 50.5149 | 52.1987 | 3295.4286 | 614.5974 | 0.075698
6400 | UH & FF | Ventilation Fan | FFH-1 | Heating 1 | 0.25 | [5 empty] | 0.25 | 0.75 | 0.75 | 0.7 | 0.1865 |  | 0.9 | All Day | 24.0 | 669.6 | 604.8 | 602.64 | 324 | 267.84 | 64.8 | 0 | 0 | 64.8 | 267.84 | 259.2 | 468.72 | 124.8804 | 112.7952 | 112.3924 | 60.426 | 49.9522 | 12.0852 | 0 | 0 | 12.0852 | 49.9522 | 48.3408 | 87.4163 | 3594.24 | 670.3258 | 0.11149
6401 | UH & FF | Ventilation Fan | FFH-3 | Heating 1 | 0.25 | [5 empty] | 0.25 | 0.75 | 0.75 | 0.7 | 0.1865 |  | 0.9 | All Day | 24.0 | 669.6 | 604.8 | 602.64 | 324 | 267.84 | 64.8 | 0 | 0 | 64.8 | 267.84 | 259.2 | 468.72 | 124.8804 | 112.7952 | 112.3924 | 60.426 | 49.9522 | 12.0852 | 0 | 0 | 12.0852 | 49.9522 | 48.3408 | 87.4163 | 3594.24 | 670.3258 | 0.11149
6402 | AC system | Condensor Fan | CU-1 | Cooling 1 | 0.25 | [5 empty] | 0.25 | 0.75 | 0.75 | 0.7 | 0.1865 |  | 0.35 | All Day | 24.0 | 0 | 0 | 0 | 12.6 | 130.2 | 252 | 260.4 | 260.4 | 126 | 13.02 | 0 | 0 | 0 | 0 | 0 | 2.3499 | 24.2823 | 46.998 | 48.5646 | 48.5646 | 23.499 | 2.4282 | 0 | 0 | 1054.62 | 196.6866 | 0.064224
6403 | AC system | Condensor Fan | CU-2 | Cooling 1 | 0.25 | [5 empty] | 0.25 | 0.75 | 0.75 | 0.7 | 0.1865 |  | 0.35 | All Day | 24.0 | 0 | 0 | 0 | 12.6 | 130.2 | 252 | 260.4 | 260.4 | 126 | 13.02 | 0 | 0 | 0 | 0 | 0 | 2.3499 | 24.2823 | 46.998 | 48.5646 | 48.5646 | 23.499 | 2.4282 | 0 | 0 | 1054.62 | 196.6866 | 0.064224
6404 | AC system | Condensor Fan | CU-3 | Cooling 1 | 0.25 | [5 empty] | 0.25 | 0.75 | 0.75 | 0.7 | 0.1865 |  | 0.35 | All Day | 24.0 | 0 | 0 | 0 | 12.6 | 130.2 | 252 | 260.4 | 260.4 | 126 | 13.02 | 0 | 0 | 0 | 0 | 0 | 2.3499 | 24.2823 | 46.998 | 48.5646 | 48.5646 | 23.499 | 2.4282 | 0 | 0 | 1054.62 | 196.6866 | 0.064224
6405 | AC system | Condensor Fan | CU-4 | Cooling 1 | 0.25 | [5 empty] | 0.25 | 0.75 | 0.75 | 0.7 | 0.1865 |  | 0.35 | All Day | 24.0 | 0 | 0 | 0 | 12.6 | 130.2 | 252 | 260.4 | 260.4 | 126 | 13.02 | 0 | 0 | 0 | 0 | 0 | 2.3499 | 24.2823 | 46.998 | 48.5646 | 48.5646 | 23.499 | 2.4282 | 0 | 0 | 1054.62 | 196.6866 | 0.064224
6406 | AC system | Condensing Unit - Fan | PLN M2.4 | Cooling 3 | 0.25 |  | 1 |  | 208.0 |  | 0.25 | 0.75 | 0.75 | 0.67 | 0.1865 |  | 0.1 | All Day | 24.0 | 10.4902 | 9.4805 | 10.7263 | 21.8785 | 49.5577 | 69.4018 | 81.84 | 74.3206 | 36.2335 | 20.6097 | 12.0635 | 10.5357 | 1.9564 | 1.7681 | 2.0004 | 4.0803 | 9.2425 | 12.9434 | 15.2632 | 13.8608 | 6.7575 | 3.8437 | 2.2499 | 1.9649 | 407.138 | 75.9312 | 0.0087926
6407 | AC system | Fan |  | Cooling 1 | 0.25 | [5 empty] | 0.25 | 0.75 | 0.75 | 0.7 | 0.1865 |  | 0.2 | All Day | 24.0 | 0 | 0 | 0 | 72 | 0 | 43.2 | 148.8 | 133.92 | 72 | 0 | 0 | 0 | 0 | 0 | 0 | 13.428 | 0 | 8.0568 | 27.7512 | 24.9761 | 13.428 | 0 | 0 | 0 | 469.92 | 87.6401 | 0.065121
6408 | Pump | Preheat HW Pump | P-B04A | Heating 1 | 0.25 | [5 empty] | 0.25 | 0.75 | 0.75 | 0.7 | 0.1865 |  | 1 | AHU-206/B04 | 21.69795918367350 | 672.6367 | 607.5429 | 504.4776 | 325.4694 | 269.0547 | 130.1878 | 16.8159 | 16.8159 | 16.2735 | 134.5273 | 260.3755 | 470.8457 | 125.4468 | 113.3067 | 94.0851 | 60.7 | 50.1787 | 24.28 | 3.1362 | 3.1362 | 3.035 | 25.0894 | 48.56 | 87.8127 | 3425.0229 | 638.7668 | 0.012783
6409 | UH & FF | Ventilation Fan | FFH-2 | Heating 1 | 0.25 | [5 empty] | 0.25 | 0.75 | 0.75 | 0.7 | 0.1865 |  | 0.5 | All Day | 24.0 | 372 | 336 | 334.8 | 180 | 148.8 | 36 | 0 | 0 | 36 | 148.8 | 144 | 260.4 | 69.378 | 62.664 | 62.4402 | 33.57 | 27.7512 | 6.714 | 0 | 0 | 6.714 | 27.7512 | 26.856 | 48.5646 | 1996.8 | 372.4032 | 0.061938
6410 | Ventilation | FCU Fan | FC-7 | FCU | 0.25 | [5 empty] | 0.25 | 0.75 | 0.75 | 0.7 | 0.1865 |  | 0.75 | Amenity FC | 18.0 | 418.5 | 340.2 | 167.4 | 40.5 | 167.4 | 202.5 | 418.5 | 418.5 | 283.5 | 251.1 | 364.5 | 418.5 | 78.0503 | 63.4473 | 31.2201 | 7.5533 | 31.2201 | 37.7662 | 78.0503 | 78.0503 | 52.8728 | 46.8302 | 67.9792 | 78.0503 | 3491.1 | 651.0901 | 0.11714
6411 | Ventilation | FCU Fan | FC-8 | FCU | 0.25 | [5 empty] | 0.25 | 0.75 | 0.75 | 0.7 | 0.1865 |  | 0.75 | Amenity FC | 18.0 | 418.5 | 340.2 | 167.4 | 40.5 | 167.4 | 202.5 | 418.5 | 418.5 | 283.5 | 251.1 | 364.5 | 418.5 | 78.0503 | 63.4473 | 31.2201 | 7.5533 | 31.2201 | 37.7662 | 78.0503 | 78.0503 | 52.8728 | 46.8302 | 67.9792 | 78.0503 | 3491.1 | 651.0901 | 0.11714
6412 | AC system | Supply Fan | AC-254 | Cooling 1 | 0.25 |  | 1 |  | 120.0 |  | 0.25 | 0.75 | 0.75 | 0.67 | 0.1865 |  | 0.5 |  | 24.0 | 186 | 268.8 | 297.6 | 288 | 297.6 | 360 | 372 | 372 | 288 | 297.6 | 288 | 186 | 34.689 | 50.1312 | 55.5024 | 53.712 | 55.5024 | 67.14 | 69.378 | 69.378 | 53.712 | 55.5024 | 53.712 | 34.689 | 3501.6 | 653.0484 | 0.099951
6413 | AC system | Condenser Fan | CU-267 | Cooling 1 | 0.25 |  | 1 | 1.5 | 208.0 |  | 0.25 | 0.75 | 0.75 | 0.67 | 0.1865 |  | 0.5 |  | 24.0 | 186 | 268.8 | 297.6 | 288 | 297.6 | 360 | 372 | 372 | 288 | 297.6 | 288 | 186 | 34.689 | 50.1312 | 55.5024 | 53.712 | 55.5024 | 67.14 | 69.378 | 69.378 | 53.712 | 55.5024 | 53.712 | 34.689 | 3501.6 | 653.0484 | 0.099951
6414 | AC system | Supply Fan |  | Cooling 1 | 0.25 | [5 empty] | 0.25 | 0.75 | 0.75 | 0.7 | 0.1865 |  | 1 |  | 24.0 | 372 | 537.6 | 595.2 | 576 | 595.2 | 720 | 744 | 744 | 576 | 595.2 | 576 | 372 | 69.378 | 100.2624 | 111.0048 | 107.424 | 111.0048 | 134.28 | 138.756 | 138.756 | 107.424 | 111.0048 | 107.424 | 69.378 | 7003.2 | 1306.0968 | 0.1999
6415 | AC system | Supply Fan |  | Cooling 1 | 0.25 | [5 empty] | 0.25 | 0.75 | 0.75 | 0.7 | 0.1865 |  | 1 |  | 24.0 | 372 | 537.6 | 595.2 | 576 | 595.2 | 720 | 744 | 744 | 576 | 595.2 | 576 | 372 | 69.378 | 100.2624 | 111.0048 | 107.424 | 111.0048 | 134.28 | 138.756 | 138.756 | 107.424 | 111.0048 | 107.424 | 69.378 | 7003.2 | 1306.0968 | 0.1999
6416 | Ventilation | Force Flow Unit | FF-1 | School Year | 0.25 | [5 empty] | 0.25 | 0.75 | 0.75 | 0.7 | 0.1865 |  | 1 | All Day | 24.0 | 669.6 | 672 | 595.2 | 648 | 520.8 | 648 | 334.8 | 334.8 | 648 | 744 | 720 | 744 | 124.8804 | 125.328 | 111.0048 | 120.852 | 97.1292 | 120.852 | 62.4402 | 62.4402 | 120.852 | 138.756 | 134.28 | 138.756 | 7279.2 | 1357.5708 | 2.1121
6417 | Heat pump | Fan |  | Heat Pump | 0.25 | [5 empty] | 0.25 | 0.75 | 0.75 | 0.7 | 0.1865 |  | 1 | Occupied | 20.5 | 635.5 | 516.6 | 508.4 | 123 | 190.65 | 307.5 | 635.5 | 635.5 | 430.5 | 381.3 | 553.5 | 635.5 | 118.5208 | 96.3459 | 94.8166 | 22.9395 | 35.5562 | 57.3488 | 118.5208 | 118.5208 | 80.2883 | 71.1124 | 103.2278 | 118.5208 | 5553.45 | 1035.7184 | 0.14963
6418 | Heat pump | Condenser Fan | FUR/CU-1 | Heat Pump | 0.25 | [5 empty] | 0.25 | 0.75 | 0.75 | 0.7 | 0.1865 |  | 0.75 | Furnace-1 | 17.0 | 395.25 | 357 | 256.9125 | 248.625 | 79.05 | 76.5 | 79.05 | 79.05 | 114.75 | 158.1 | 344.25 | 395.25 | 73.7141 | 66.5805 | 47.9142 | 46.3686 | 14.7428 | 14.2673 | 14.7428 | 14.7428 | 21.4009 | 29.4856 | 64.2026 | 73.7141 | 2583.7875 | 481.8764 | 1.5855
6419 | Heat pump | Fan | HP-10 | Heat Pump | 0.25 | [5 empty] | 0.25 | 0.75 | 0.75 | 0.7 | 0.1865 |  | 0.5 | RTUs, AH-1 and HPs | 16.928571428571400 | 262.3929 | 213.3 | 209.9143 | 50.7857 | 78.7179 | 126.9643 | 262.3929 | 262.3929 | 177.75 | 157.4357 | 228.5357 | 262.3929 | 48.9363 | 39.7805 | 39.149 | 9.4715 | 14.6809 | 23.6788 | 48.9363 | 48.9363 | 33.1504 | 29.3618 | 42.6219 | 48.9363 | 2292.975 | 427.6398 | 0.31776
6420 | Miscellaneous electricity | Motor Hot Water Unit Heater | UH-3 | Heating 1 | 0.25 | [5 empty] | 0.25 | 0.75 | 0.75 | 0.7 | 0.1865 |  | 0.3 | All Day | 24.0 | 223.2 | 201.6 | 167.4 | 129.6 | 89.28 | 43.2 | 5.58 | 5.58 | 0 | 133.92 | 172.8 | 223.2 | 41.6268 | 37.5984 | 31.2201 | 24.1704 | 16.6507 | 8.0568 | 1.0407 | 1.0407 | 0 | 24.9761 | 32.2272 | 41.6268 | 1395.36 | 260.2346 | 0.0049267
6421 | Miscellaneous electricity | Motor Hot Water Unit Heater | UH-4 | Heating 1 | 0.25 | [5 empty] | 0.25 | 0.75 | 0.75 | 0.7 | 0.1865 |  | 0.3 | All Day | 24.0 | 223.2 | 201.6 | 167.4 | 129.6 | 89.28 | 43.2 | 5.58 | 5.58 | 0 | 133.92 | 172.8 | 223.2 | 41.6268 | 37.5984 | 31.2201 | 24.1704 | 16.6507 | 8.0568 | 1.0407 | 1.0407 | 0 | 24.9761 | 32.2272 | 41.6268 | 1395.36 | 260.2346 | 0.0049267
6422 | Ventilation | Supply Fan | SF-7 | Uniform | 0.25 | [5 empty] | 0.25 | 0.75 | 0.75 | 0.7 | 0.1865 |  | 1 | K | 9.285714285714290 | 287.8571 | 260 | 287.8571 | 278.5714 | 287.8571 | 278.5714 | 287.8571 | 287.8571 | 278.5714 | 287.8571 | 278.5714 | 287.8571 | 53.6854 | 48.49 | 53.6854 | 51.9536 | 53.6854 | 51.9536 | 53.6854 | 53.6854 | 51.9536 | 53.6854 | 51.9536 | 53.6854 | 3389.2857 | 632.1018 | 0.044173
6423 | Pump | CD CHW Pump | P-B04 | Cooling 1 | 0.25 | [5 empty] | 0.25 | 0.75 | 0.75 | 0.7 | 0.1865 |  | 1 | AHU-206/B04 | 21.69795918367350 | 0 | 0 | 0 | 130.1878 | 403.582 | 520.751 | 672.6367 | 672.6367 | 455.6571 | 67.2637 | 0 | 0 | 0 | 0 | 0 | 24.28 | 75.2681 | 97.1201 | 125.4468 | 125.4468 | 84.9801 | 12.5447 | 0 | 0 | 2922.7151 | 545.0864 | 0.010909
6424 | Ventilation | Exhaust Fan | EF-22 | Uniform | 0.25 | [5 empty] | 0.25 | 0.75 | 0.75 | 0.7 | 0.1865 |  | 1 | 13.071428571428600 | 13.071428571428600 | 405.2143 | 366 | 405.2143 | 392.1429 | 405.2143 | 392.1429 | 405.2143 | 405.2143 | 392.1429 | 405.2143 | 392.1429 | 405.2143 | 75.5725 | 68.259 | 75.5725 | 73.1346 | 75.5725 | 73.1346 | 75.5725 | 75.5725 | 73.1346 | 75.5725 | 73.1346 | 75.5725 | 4771.0714 | 889.8048 | 0.26009
6425 | Ventilation | Transfer Fan | TF-4 | Uniform | 0.25 | [5 empty] | 0.25 | 0.75 | 0.75 | 0.7 | 0.1865 |  | 1 | 13.071428571428600 | 13.071428571428600 | 405.2143 | 366 | 405.2143 | 392.1429 | 405.2143 | 392.1429 | 405.2143 | 405.2143 | 392.1429 | 405.2143 | 392.1429 | 405.2143 | 75.5725 | 68.259 | 75.5725 | 73.1346 | 75.5725 | 73.1346 | 75.5725 | 75.5725 | 73.1346 | 75.5725 | 73.1346 | 75.5725 | 4771.0714 | 889.8048 | 0.26009
6426 | Ventilation | Transfer Fan | TF-5 | Uniform | 0.25 | [5 empty] | 0.25 | 0.75 | 0.75 | 0.7 | 0.1865 |  | 1 | 13.071428571428600 | 13.071428571428600 | 405.2143 | 366 | 405.2143 | 392.1429 | 405.2143 | 392.1429 | 405.2143 | 405.2143 | 392.1429 | 405.2143 | 392.1429 | 405.2143 | 75.5725 | 68.259 | 75.5725 | 73.1346 | 75.5725 | 73.1346 | 75.5725 | 75.5725 | 73.1346 | 75.5725 | 73.1346 | 75.5725 | 4771.0714 | 889.8048 | 0.26009
6427 | Ventilation | Force flow heater | FF-5 - SF | FF | 0.25 | [5 empty] | 0.25 | 0.75 | 0.75 | 0.7 | 0.1865 |  | 1 |  | 6.267857142857140 | 87.4366 | 78.975 | 87.4366 | 84.6161 | 68.0062 | 65.8125 | 19.4304 | 77.7214 | 84.6161 | 87.4366 | 84.6161 | 87.4366 | 16.3069 | 14.7288 | 16.3069 | 15.7809 | 12.6832 | 12.274 | 3.6238 | 14.495 | 15.7809 | 16.3069 | 15.7809 | 16.3069 | 913.5402 | 170.3752 | 0.011886
6428 | Heat pump | Condenser Fan | RTHP-1 | Cooling 1 | 0.25 | [5 empty] | 0.25 | 0.75 | 0.75 | 0.7 | 0.1865 |  | 0.6 | All Day | 24.0 | 0 | 0 | 0 | 0 | 223.2 | 432 | 446.4 | 401.76 | 388.8 | 223.2 | 129.6 | 0 | 0 | 0 | 0 | 0 | 41.6268 | 80.568 | 83.2536 | 74.9282 | 72.5112 | 41.6268 | 24.1704 | 0 | 2244.96 | 418.685 | 0.27808
6429 | Ventilation | Exhaust Fan | FNE901-VTC | Cooling 1 | 0.25 | [5 empty] | 0.25 | 0.75 | 0.75 | 0.7 | 0.1865 |  | 1 | Bay Hours | 16.0 | 0 | 0 | 4.96 | 24 | 49.6 | 96 | 248 | 248 | 144 | 4.96 | 0 | 0 | 0 | 0 | 0.92504 | 4.476 | 9.2504 | 17.904 | 46.252 | 46.252 | 26.856 | 0.92504 | 0 | 0 | 819.52 | 152.8405 | 0.0085533
6430 | AC system | Condenser Motor | AHU-1 | Cooling 1 | 0.25 |  |  |  | 230.0 |  | 0.25 | 0.75 | 0.75 | 0.7 | 0.1865 |  | 0.5 | All Day | 24.0 | 111.6 | 100.8 | 111.6 | 108 | 186 | 360 | 372 | 372 | 180 | 111.6 | 108 | 111.6 | 20.8134 | 18.7992 | 20.8134 | 20.142 | 34.689 | 67.14 | 69.378 | 69.378 | 33.57 | 20.8134 | 20.142 | 20.8134 | 2233.2 | 416.4918 | 0.0028974
6431 | AC system | Condensing Unit | AC-1 | Cooling 1 | 0.25 | [5 empty] | 0.25 | 0.75 | 0.75 | 0.7 | 0.1865 |  | 0.5 | All Day | 24.0 | 111.6 | 100.8 | 111.6 | 108 | 186 | 360 | 372 | 372 | 180 | 111.6 | 108 | 111.6 | 20.8134 | 18.7992 | 20.8134 | 20.142 | 34.689 | 67.14 | 69.378 | 69.378 | 33.57 | 20.8134 | 20.142 | 20.8134 | 2233.2 | 416.4918 | 0.0028974
6432 | AC system | Consdensing Fan | AHU-1 | Cooling 1 | 0.25 | [5 empty] | 0.25 | 0.75 | 0.75 | 0.7 | 0.1865 |  | 0.5 | All Day | 24.0 | 111.6 | 100.8 | 111.6 | 108 | 186 | 360 | 372 | 372 | 180 | 111.6 | 108 | 111.6 | 20.8134 | 18.7992 | 20.8134 | 20.142 | 34.689 | 67.14 | 69.378 | 69.378 | 33.57 | 20.8134 | 20.142 | 20.8134 | 2233.2 | 416.4918 | 0.0028974
6433 | AC system | Consdensing Fan | AC-1 | Cooling 1 | 0.25 | [5 empty] | 0.25 | 0.75 | 0.75 | 0.7 | 0.1865 |  | 0.5 | All Day | 24.0 | 111.6 | 100.8 | 111.6 | 108 | 186 | 360 | 372 | 372 | 180 | 111.6 | 108 | 111.6 | 20.8134 | 18.7992 | 20.8134 | 20.142 | 34.689 | 67.14 | 69.378 | 69.378 | 33.57 | 20.8134 | 20.142 | 20.8134 | 2233.2 | 416.4918 | 0.0028974
6434 | Pump | Pump |  | Heating | 0.25 | [5 empty] | 0.25 | 0.75 | 0.75 | 0.7 | 0.1865 |  | 1 | All Day | 24.0 | 669.6 | 672 | 446.4 | 216 | 0 | 0 | 0 | 0 | 288 | 372 | 648 | 595.2 | 124.8804 | 125.328 | 83.2536 | 40.284 | 0 | 0 | 0 | 0 | 53.712 | 69.378 | 120.852 | 111.0048 | 3907.2 | 728.6928 | 0.8598
6435 | Pump | Pump | P-9 | Uniform | 0.25 | [5 empty] | 0.25 | 0.75 | 0.75 | 0.7 | 0.1865 |  | 1 | Occupied | 18.357142857142900 | 569.0714 | 514 | 569.0714 | 550.7143 | 569.0714 | 550.7143 | 569.0714 | 569.0714 | 550.7143 | 569.0714 | 550.7143 | 569.0714 | 106.1318 | 95.861 | 106.1318 | 102.7082 | 106.1318 | 102.7082 | 106.1318 | 106.1318 | 102.7082 | 106.1318 | 102.7082 | 106.1318 | 6700.3571 | 1249.6166 | 0.11102
6436 | Ventilation | Exhaust Fan | EF-1 | Uniform | 0.25 | [5 empty] | 0.25 | 0.75 | 0.75 | 0.7 | 0.1865 |  | 1 | Occupied | 10.428571428571400 | 323.2857 | 292 | 323.2857 | 312.8571 | 323.2857 | 312.8571 | 323.2857 | 323.2857 | 312.8571 | 323.2857 | 312.8571 | 323.2857 | 60.2928 | 54.458 | 60.2928 | 58.3479 | 60.2928 | 58.3479 | 60.2928 | 60.2928 | 58.3479 | 60.2928 | 58.3479 | 60.2928 | 3806.4286 | 709.8989 | 1.469
6437 | Ventilation | Exhaust Fan | EF-2 | Uniform | 0.25 | [5 empty] | 0.25 | 0.75 | 0.75 | 0.7 | 0.1865 |  | 1 | Occupied | 10.428571428571400 | 323.2857 | 292 | 323.2857 | 312.8571 | 323.2857 | 312.8571 | 323.2857 | 323.2857 | 312.8571 | 323.2857 | 312.8571 | 323.2857 | 60.2928 | 54.458 | 60.2928 | 58.3479 | 60.2928 | 58.3479 | 60.2928 | 60.2928 | 58.3479 | 60.2928 | 58.3479 | 60.2928 | 3806.4286 | 709.8989 | 1.469
6438 | Ventilation | Supply Fan | F-17 | Uniform | 0.25 | [5 empty] | 0.25 | 0.75 | 0.75 | 0.7 | 0.1865 |  | 1 | AH-1 | 9.028571428571430 | 279.8857 | 252.8 | 279.8857 | 270.8571 | 279.8857 | 270.8571 | 279.8857 | 279.8857 | 270.8571 | 279.8857 | 270.8571 | 279.8857 | 52.1987 | 47.1472 | 52.1987 | 50.5149 | 52.1987 | 50.5149 | 52.1987 | 52.1987 | 50.5149 | 52.1987 | 50.5149 | 52.1987 | 3295.4286 | 614.5974 | 0.075698
6439 | Ventilation | Supply Fan | F-18 | Uniform | 0.25 | [5 empty] | 0.25 | 0.75 | 0.75 | 0.7 | 0.1865 |  | 1 | AH-1 | 9.028571428571430 | 279.8857 | 252.8 | 279.8857 | 270.8571 | 279.8857 | 270.8571 | 279.8857 | 279.8857 | 270.8571 | 279.8857 | 270.8571 | 279.8857 | 52.1987 | 47.1472 | 52.1987 | 50.5149 | 52.1987 | 50.5149 | 52.1987 | 52.1987 | 50.5149 | 52.1987 | 50.5149 | 52.1987 | 3295.4286 | 614.5974 | 0.075698
6440 | Ventilation | Supply Fan | AHU 1 | Uniform | 0.25 | [5 empty] | 0.25 | 0.75 | 0.75 | 0.7 | 0.1865 |  | 0.25 | Occupied | 9.428571428571430 | 73.0714 | 66 | 73.0714 | 70.7143 | 73.0714 | 70.7143 | 73.0714 | 73.0714 | 70.7143 | 73.0714 | 70.7143 | 73.0714 | 13.6278 | 12.309 | 13.6278 | 13.1882 | 13.6278 | 13.1882 | 13.6278 | 13.6278 | 13.1882 | 13.6278 | 13.1882 | 13.6278 | 860.3571 | 160.4566 | 0.42358
6441 | Ventilation | AHU-B04 EF B04B (Stage 1) | EAX-B04B(1) | Uniform | 0.25 | [5 empty] | 0.25 | 0.75 | 0.75 | 0.7 | 0.1865 |  | 1 | AHU-206/B04 | 21.69795918367350 | 672.6367 | 607.5429 | 672.6367 | 650.9388 | 672.6367 | 650.9388 | 672.6367 | 672.6367 | 650.9388 | 672.6367 | 650.9388 | 672.6367 | 125.4468 | 113.3067 | 125.4468 | 121.4001 | 125.4468 | 121.4001 | 125.4468 | 125.4468 | 121.4001 | 125.4468 | 121.4001 | 125.4468 | 7919.7551 | 1477.0343 | 0.029559
6442 | Ventilation | AHU-B04 EF B04B (Stage 2) | EAX-B04B(2) | Uniform | 0.25 | [5 empty] | 0.25 | 0.75 | 0.75 | 0.7 | 0.1865 |  | 1 | AHU-206/B04 | 21.69795918367350 | 672.6367 | 607.5429 | 672.6367 | 650.9388 | 672.6367 | 650.9388 | 672.6367 | 672.6367 | 650.9388 | 672.6367 | 650.9388 | 672.6367 | 125.4468 | 113.3067 | 125.4468 | 121.4001 | 125.4468 | 121.4001 | 125.4468 | 125.4468 | 121.4001 | 125.4468 | 121.4001 | 125.4468 | 7919.7551 | 1477.0343 | 0.029559
6443 | Ventilation | Supply Fan | FF-101 | Heating 1 | 0.25 | [5 empty] | 0.25 | 0.75 | 0.75 | 0.7 | 0.1865 |  | 0.75 | All Day | 24.0 | 527.0709 | 376.3612 | 358.8516 | 264.2319 | 169.4635 | 59.5209 | 28.0546 | 75.5024 | 98.1736 | 199.86 | 403.3858 | 558 | 98.2987 | 70.1914 | 66.9258 | 49.2793 | 31.605 | 11.1006 | 5.2322 | 14.0812 | 18.3094 | 37.2739 | 75.2315 | 104.067 | 3118.4765 | 581.5959
6444 | Ventilation | Supply Fan | FF-105 | Heating 1 | 0.25 | [5 empty] | 0.25 | 0.75 | 0.75 | 0.7 | 0.1865 |  | 0.75 | All Day | 24.0 | 527.0709 | 376.3612 | 358.8516 | 264.2319 | 169.4635 | 59.5209 | 28.0546 | 75.5024 | 98.1736 | 199.86 | 403.3858 | 558 | 98.2987 | 70.1914 | 66.9258 | 49.2793 | 31.605 | 11.1006 | 5.2322 | 14.0812 | 18.3094 | 37.2739 | 75.2315 | 104.067 | 3118.4765 | 581.5959 | 0.072999
6445 | Ventilation | Supply Fan | FF-106 | Heating 1 | 0.25 | [5 empty] | 0.25 | 0.75 | 0.75 | 0.7 | 0.1865 |  | 0.75 | All Day | 24.0 | 527.0709 | 376.3612 | 358.8516 | 264.2319 | 169.4635 | 59.5209 | 28.0546 | 75.5024 | 98.1736 | 199.86 | 403.3858 | 558 | 98.2987 | 70.1914 | 66.9258 | 49.2793 | 31.605 | 11.1006 | 5.2322 | 14.0812 | 18.3094 | 37.2739 | 75.2315 | 104.067 | 3118.4765 | 581.5959 | 0.072999
6446 | Ventilation | Supply Fan | FF-104 | Heating 1 | 0.25 | [5 empty] | 0.25 | 0.75 | 0.75 | 0.7 | 0.1865 |  | 0.75 | All Day | 24.0 | 527.0709 | 376.3612 | 358.8516 | 264.2319 | 169.4635 | 59.5209 | 28.0546 | 75.5024 | 98.1736 | 199.86 | 403.3858 | 558 | 98.2987 | 70.1914 | 66.9258 | 49.2793 | 31.605 | 11.1006 | 5.2322 | 14.0812 | 18.3094 | 37.2739 | 75.2315 | 104.067 | 3118.4765 | 581.5959 | 0.072999
6447 | Ventilation | Supply Fan | FF-102 | Heating 1 | 0.25 | [5 empty] | 0.25 | 0.75 | 0.75 | 0.7 | 0.1865 |  | 0.75 | All Day | 24.0 | 527.0709 | 376.3612 | 358.8516 | 264.2319 | 169.4635 | 59.5209 | 28.0546 | 75.5024 | 98.1736 | 199.86 | 403.3858 | 558 | 98.2987 | 70.1914 | 66.9258 | 49.2793 | 31.605 | 11.1006 | 5.2322 | 14.0812 | 18.3094 | 37.2739 | 75.2315 | 104.067 | 3118.4765 | 581.5959 | 0.072999
6448 | Ventilation | Supply Fan | FF-103 | Heating 1 | 0.25 | [5 empty] | 0.25 | 0.75 | 0.75 | 0.7 | 0.1865 |  | 0.75 | All Day | 24.0 | 527.0709 | 376.3612 | 358.8516 | 264.2319 | 169.4635 | 59.5209 | 28.0546 | 75.5024 | 98.1736 | 199.86 | 403.3858 | 558 | 98.2987 | 70.1914 | 66.9258 | 49.2793 | 31.605 | 11.1006 | 5.2322 | 14.0812 | 18.3094 | 37.2739 | 75.2315 | 104.067 | 3118.4765 | 581.5959 | 0.072999
6449 | Ventilation | RTU-1 OD Fan | RTU-1 | Uniform | 0.25 | [5 empty] | 0.25 | 0.75 | 0.75 | 0.7 | 0.1865 |  | 0.5 | Occupied | 8.571428571428570 | 132.8571 | 120 | 132.8571 | 128.5714 | 132.8571 | 128.5714 | 132.8571 | 132.8571 | 128.5714 | 132.8571 | 128.5714 | 132.8571 | 24.7779 | 22.38 | 24.7779 | 23.9786 | 24.7779 | 23.9786 | 24.7779 | 24.7779 | 23.9786 | 24.7779 | 23.9786 | 24.7779 | 1564.2857 | 291.7393 | 0.084574
6450 | Ventilation | RTU-2 OD Fan | RTU-2 | Uniform | 0.25 | [5 empty] | 0.25 | 0.75 | 0.75 | 0.7 | 0.1865 |  | 0.5 | Occupied | 8.571428571428570 | 132.8571 | 120 | 132.8571 | 128.5714 | 132.8571 | 128.5714 | 132.8571 | 132.8571 | 128.5714 | 132.8571 | 128.5714 | 132.8571 | 24.7779 | 22.38 | 24.7779 | 23.9786 | 24.7779 | 23.9786 | 24.7779 | 24.7779 | 23.9786 | 24.7779 | 23.9786 | 24.7779 | 1564.2857 | 291.7393 | 0.084574
6451 | Ventilation | Exhaust Fan | FNE038-VTC | Cooling 1 | 0.25 | [5 empty] | 0.25 | 0.75 | 0.75 | 0.7 | 0.1865 |  | 0.5 | All Day | 24.0 | 0 | 0 | 3.72 | 18 | 37.2 | 72 | 186 | 186 | 108 | 3.72 | 0 | 0 | 0 | 0 | 0.69378 | 3.357 | 6.9378 | 13.428 | 34.689 | 34.689 | 20.142 | 0.69378 | 0 | 0 | 614.64 | 114.6304 | 0.006415
6452 | Ventilation | Exhaust Fan | FNE042-VTC | Cooling 1 | 0.25 | [5 empty] | 0.25 | 0.75 | 0.75 | 0.7 | 0.1865 |  | 0.5 | All Day | 24.0 | 0 | 0 | 3.72 | 18 | 37.2 | 72 | 186 | 186 | 108 | 3.72 | 0 | 0 | 0 | 0 | 0.69378 | 3.357 | 6.9378 | 13.428 | 34.689 | 34.689 | 20.142 | 0.69378 | 0 | 0 | 614.64 | 114.6304 | 0.006415
6453 | Ventilation | Exhaust Fan | FNE044-VTC | Cooling 1 | 0.25 | [5 empty] | 0.25 | 0.75 | 0.75 | 0.7 | 0.1865 |  | 0.5 | All Day | 24.0 | 0 | 0 | 3.72 | 18 | 37.2 | 72 | 186 | 186 | 108 | 3.72 | 0 | 0 | 0 | 0 | 0.69378 | 3.357 | 6.9378 | 13.428 | 34.689 | 34.689 | 20.142 | 0.69378 | 0 | 0 | 614.64 | 114.6304 | 0.006415
6454 | Ventilation | Exhaust Fan | FNE049-VTC | Cooling 1 | 0.25 | [5 empty] | 0.25 | 0.75 | 0.75 | 0.7 | 0.1865 |  | 0.5 | All Day | 24.0 | 0 | 0 | 3.72 | 18 | 37.2 | 72 | 186 | 186 | 108 | 3.72 | 0 | 0 | 0 | 0 | 0.69378 | 3.357 | 6.9378 | 13.428 | 34.689 | 34.689 | 20.142 | 0.69378 | 0 | 0 | 614.64 | 114.6304 | 0.006415
6455 | Ventilation | Exhaust Fan | FNE056-VTC | Cooling 1 | 0.25 | [5 empty] | 0.25 | 0.75 | 0.75 | 0.7 | 0.1865 |  | 0.5 | All Day | 24.0 | 0 | 0 | 3.72 | 18 | 37.2 | 72 | 186 | 186 | 108 | 3.72 | 0 | 0 | 0 | 0 | 0.69378 | 3.357 | 6.9378 | 13.428 | 34.689 | 34.689 | 20.142 | 0.69378 | 0 | 0 | 614.64 | 114.6304 | 0.006415
6456 | Ventilation | Exhaust Fan | FNE063-VTC | Cooling 1 | 0.25 | [5 empty] | 0.25 | 0.75 | 0.75 | 0.7 | 0.1865 |  | 0.5 | All Day | 24.0 | 0 | 0 | 3.72 | 18 | 37.2 | 72 | 186 | 186 | 108 | 3.72 | 0 | 0 | 0 | 0 | 0.69378 | 3.357 | 6.9378 | 13.428 | 34.689 | 34.689 | 20.142 | 0.69378 | 0 | 0 | 614.64 | 114.6304 | 0.006415
6457 | Ventilation | Exhaust Fan | FNE701-VTC | Cooling 1 | 0.25 | [5 empty] | 0.25 | 0.75 | 0.75 | 0.7 | 0.1865 |  | 0.5 | All Day | 24.0 | 0 | 0 | 3.72 | 18 | 37.2 | 72 | 186 | 186 | 108 | 3.72 | 0 | 0 | 0 | 0 | 0.69378 | 3.357 | 6.9378 | 13.428 | 34.689 | 34.689 | 20.142 | 0.69378 | 0 | 0 | 614.64 | 114.6304 | 0.006415
6458 | Ventilation | Exhaust Fan | FNE702-VTC | Cooling 1 | 0.25 | [5 empty] | 0.25 | 0.75 | 0.75 | 0.7 | 0.1865 |  | 0.5 | All Day | 24.0 | 0 | 0 | 3.72 | 18 | 37.2 | 72 | 186 | 186 | 108 | 3.72 | 0 | 0 | 0 | 0 | 0.69378 | 3.357 | 6.9378 | 13.428 | 34.689 | 34.689 | 20.142 | 0.69378 | 0 | 0 | 614.64 | 114.6304 | 0.006415
6459 | AC system | DX Fan | RTU-7 | Cooling 1 | 0.25 | [5 empty] | 0.25 | 0.75 | 0.75 | 0.7 | 0.1865 |  | 0.3 | RTU-7, RTU-8 | 10.5 | 0 | 0 | 0 | 18.9 | 39.06 | 9.45 | 97.65 | 97.65 | 47.25 | 0 | 0 | 0 | 0 | 0 | 0 | 3.5248 | 7.2847 | 1.7624 | 18.2117 | 18.2117 | 8.8121 | 0 | 0 | 0 | 309.96 | 57.8075 | 0.005788
6460 | AC system | DX Fan | RTU-8 | Cooling 1 | 0.25 | [5 empty] | 0.25 | 0.75 | 0.75 | 0.7 | 0.1865 |  | 0.3 | RTU-7, RTU-8 | 10.5 | 0 | 0 | 0 | 18.9 | 39.06 | 9.45 | 97.65 | 97.65 | 47.25 | 0 | 0 | 0 | 0 | 0 | 0 | 3.5248 | 7.2847 | 1.7624 | 18.2117 | 18.2117 | 8.8121 | 0 | 0 | 0 | 309.96 | 57.8075 | 0.005788
6461 | Ventilation | Exhaust Fan | EF-18 | Uniform | 0.25 | [5 empty] | 0.25 | 0.75 | 0.75 | 0.7 | 0.1865 |  | 1 | E | 12.142857142857100 | 376.4286 | 340 | 376.4286 | 364.2857 | 376.4286 | 364.2857 | 376.4286 | 376.4286 | 364.2857 | 376.4286 | 364.2857 | 376.4286 | 70.2039 | 63.41 | 70.2039 | 67.9393 | 70.2039 | 67.9393 | 70.2039 | 70.2039 | 67.9393 | 70.2039 | 67.9393 | 70.2039 | 4432.1429 | 826.5946 | 0.057765
6462 | Ventilation | Fan Coil Unit | FC-6 | Uniform | 0.25 | [5 empty] | 0.25 | 0.75 | 0.75 | 0.7 | 0.1865 |  | 1 | B | 8.571428571428570 | 265.7143 | 240 | 265.7143 | 257.1429 | 265.7143 | 257.1429 | 265.7143 | 265.7143 | 257.1429 | 265.7143 | 257.1429 | 265.7143 | 49.5557 | 44.76 | 49.5557 | 47.9571 | 49.5557 | 47.9571 | 49.5557 | 49.5557 | 47.9571 | 49.5557 | 47.9571 | 49.5557 | 3128.5714 | 583.4786 | 0.040775
6463 | Ventilation | Fan Coil Unit | FC-25 | Uniform | 0.25 | [5 empty] | 0.25 | 0.75 | 0.75 | 0.7 | 0.1865 |  | 1 | B | 8.571428571428570 | 265.7143 | 240 | 265.7143 | 257.1429 | 265.7143 | 257.1429 | 265.7143 | 265.7143 | 257.1429 | 265.7143 | 257.1429 | 265.7143 | 49.5557 | 44.76 | 49.5557 | 47.9571 | 49.5557 | 47.9571 | 49.5557 | 49.5557 | 47.9571 | 49.5557 | 47.9571 | 49.5557 | 3128.5714 | 583.4786 | 0.040775
6464 | Ventilation | Force Flow Unit | FF-2 | School Year | 0.25 | [5 empty] | 0.25 | 0.75 | 0.75 | 0.7 | 0.1865 |  | 1 | AHU-1 (from Audit) | 7.857142857142860 | 219.2143 | 220 | 194.8571 | 212.1429 | 170.5 | 212.1429 | 109.6071 | 109.6071 | 212.1429 | 243.5714 | 235.7143 | 243.5714 | 40.8835 | 41.03 | 36.3409 | 39.5646 | 31.7982 | 39.5646 | 20.4417 | 20.4417 | 39.5646 | 45.4261 | 43.9607 | 45.4261 | 2383.0714 | 444.4428 | 0.69147
6465 | Ventilation | Force Flow Unit | FF-3 | School Year | 0.25 | [5 empty] | 0.25 | 0.75 | 0.75 | 0.7 | 0.1865 |  | 1 | AHU-1 (from Audit) | 7.857142857142860 | 219.2143 | 220 | 194.8571 | 212.1429 | 170.5 | 212.1429 | 109.6071 | 109.6071 | 212.1429 | 243.5714 | 235.7143 | 243.5714 | 40.8835 | 41.03 | 36.3409 | 39.5646 | 31.7982 | 39.5646 | 20.4417 | 20.4417 | 39.5646 | 45.4261 | 43.9607 | 45.4261 | 2383.0714 | 444.4428 | 0.69147
6466 | Ventilation | EF-1 |  | Uniform | 0.25 | [5 empty] | 0.25 | 0.75 | 0.75 | 0.7 | 0.1865 |  | 1 | Legacy / Agrifair | 6.571428571428570 | 203.7143 | 184 | 203.7143 | 197.1429 | 203.7143 | 197.1429 | 203.7143 | 203.7143 | 197.1429 | 203.7143 | 197.1429 | 203.7143 | 37.9927 | 34.316 | 37.9927 | 36.7671 | 37.9927 | 36.7671 | 37.9927 | 37.9927 | 36.7671 | 37.9927 | 36.7671 | 37.9927 | 2398.5714 | 447.3336 | 0.16727
6467 | Ventilation | EF-2 |  | Uniform | 0.25 | [5 empty] | 0.25 | 0.75 | 0.75 | 0.7 | 0.1865 |  | 1 | Legacy / Agrifair | 6.571428571428570 | 203.7143 | 184 | 203.7143 | 197.1429 | 203.7143 | 197.1429 | 203.7143 | 203.7143 | 197.1429 | 203.7143 | 197.1429 | 203.7143 | 37.9927 | 34.316 | 37.9927 | 36.7671 | 37.9927 | 36.7671 | 37.9927 | 37.9927 | 36.7671 | 37.9927 | 36.7671 | 37.9927 | 2398.5714 | 447.3336 | 0.16727
6468 | Ventilation | EF-3 |  | Uniform | 0.25 | [5 empty] | 0.25 | 0.75 | 0.75 | 0.7 | 0.1865 |  | 1 | Legacy / Agrifair | 6.571428571428570 | 203.7143 | 184 | 203.7143 | 197.1429 | 203.7143 | 197.1429 | 203.7143 | 203.7143 | 197.1429 | 203.7143 | 197.1429 | 203.7143 | 37.9927 | 34.316 | 37.9927 | 36.7671 | 37.9927 | 36.7671 | 37.9927 | 37.9927 | 36.7671 | 37.9927 | 36.7671 | 37.9927 | 2398.5714 | 447.3336 | 0.16727
6469 | Ventilation | Exhaust Fan |  | Pump 3 | 0.25 | [5 empty] | 0.25 | 0.75 | 0.75 | 0.7 | 0.1865 |  | 0.05 |  | 24.0 | 37.2 | 33.6 | 37.2 | 36 | 14.88 | 3.6 | 0.0372 | 0.0372 | 0.036 | 0.0372 | 18 | 33.48 | 6.9378 | 6.2664 | 6.9378 | 6.714 | 2.7751 | 0.6714 | 0.0069378 | 0.0069378 | 0.006714 | 0.0069378 | 3.357 | 6.244 | 214.1076 | 39.9311 | 0.0055463
6470 | Heat pump | Blower | HPWA-03 | Heat Pump | 0.25 | [5 empty] | 0.25 | 0.75 | 0.75 | 0.7 | 0.1865 |  | 1 | WAHP-3 | 14.5 | 404.55 | 284.2 | 269.7 | 261 | 224.75 | 304.5 | 314.65 | 314.65 | 304.5 | 404.55 | 435 | 449.5 | 75.4486 | 53.0033 | 50.2991 | 48.6765 | 41.9159 | 56.7893 | 58.6822 | 58.6822 | 56.7893 | 75.4486 | 81.1275 | 83.8317 | 3971.55 | 740.6941 | 0.12319
6471 | Pump | CHW Pump | P-301 | Cooling 1 | 0.25 | [5 empty] | 0.25 | 0.75 | 0.75 | 0.7 | 0.1865 |  | 1 | All Day | 24.0 | 0 | 0 | 0 | 144 | 446.4 | 576 | 744 | 744 | 504 | 74.4 | 0 | 0 | 0 | 0 | 0 | 26.856 | 83.2536 | 107.424 | 138.756 | 138.756 | 93.996 | 13.8756 | 0 | 0 | 3232.8 | 602.9172 | 0.012066
6472 | Pump | CHW Pump | P-302 | Cooling 1 | 0.25 | [5 empty] | 0.25 | 0.75 | 0.75 | 0.7 | 0.1865 |  | 1 | All Day | 24.0 | 0 | 0 | 0 | 144 | 446.4 | 576 | 744 | 744 | 504 | 74.4 | 0 | 0 | 0 | 0 | 0 | 26.856 | 83.2536 | 107.424 | 138.756 | 138.756 | 93.996 | 13.8756 | 0 | 0 | 3232.8 | 602.9172 | 0.012066
6473 | Pump | CHW Pump | P-303 | Cooling 1 | 0.25 | [5 empty] | 0.25 | 0.75 | 0.75 | 0.7 | 0.1865 |  | 1 | All Day | 24.0 | 0 | 0 | 0 | 144 | 446.4 | 576 | 744 | 744 | 504 | 74.4 | 0 | 0 | 0 | 0 | 0 | 26.856 | 83.2536 | 107.424 | 138.756 | 138.756 | 93.996 | 13.8756 | 0 | 0 | 3232.8 | 602.9172 | 0.012066
6474 | Pump | CHW Pump | P-304 | Cooling 1 | 0.25 | [5 empty] | 0.25 | 0.75 | 0.75 | 0.7 | 0.1865 |  | 1 | All Day | 24.0 | 0 | 0 | 0 | 144 | 446.4 | 576 | 744 | 744 | 504 | 74.4 | 0 | 0 | 0 | 0 | 0 | 26.856 | 83.2536 | 107.424 | 138.756 | 138.756 | 93.996 | 13.8756 | 0 | 0 | 3232.8 | 602.9172 | 0.012066
6475 | Pump | CHW Pump | P-305 | Cooling 1 | 0.25 | [5 empty] | 0.25 | 0.75 | 0.75 | 0.7 | 0.1865 |  | 1 | All Day | 24.0 | 0 | 0 | 0 | 144 | 446.4 | 576 | 744 | 744 | 504 | 74.4 | 0 | 0 | 0 | 0 | 0 | 26.856 | 83.2536 | 107.424 | 138.756 | 138.756 | 93.996 | 13.8756 | 0 | 0 | 3232.8 | 602.9172 | 0.012066
6476 | AC system | Condenser Fan | RTU-1 | Cooling 1 | 0.25 | [5 empty] | 0.25 | 0.75 | 0.75 | 0.7 | 0.1865 |  | 0.05 | RTU-1, HP, EF-5 & UHs | 24.0 | 0 | 0 | 0 | 0 | 0 | 10.8 | 37.2 | 37.2 | 25.2 | 0 | 0 | 0 | 0 | 0 | 0 | 0 | 0 | 2.0142 | 6.9378 | 6.9378 | 4.6998 | 0 | 0 | 0 | 110.4 | 20.5896 | 0.048777
6477 | AC system | DX Fan | RTU-5 | Cooling 1 | 0.25 | [5 empty] | 0.25 | 0.75 | 0.75 | 0.7 | 0.1865 |  | 0.3 | 24/7 | 24.0 | 0 | 0 | 0 | 43.2 | 89.28 | 21.6 | 223.2 | 223.2 | 108 | 0 | 0 | 0 | 0 | 0 | 0 | 8.0568 | 16.6507 | 4.0284 | 41.6268 | 41.6268 | 20.142 | 0 | 0 | 0 | 708.48 | 132.1315 | 0.01323
6478 | AC system | Fan (x2) | RTU-12 | Cooling 1 | 0.25 | [5 empty] | 0.25 | 0.75 | 0.75 | 0.7 | 0.373 |  | 0.2 | RTUs, AH-1 and HPs | 16.928571428571400 | 0 | 0 | 0 | 50.7857 | 0 | 30.4714 | 104.9571 | 94.4614 | 50.7857 | 0 | 0 | 0 | 0 | 0 | 0 | 18.9431 | 0 | 11.3658 | 39.149 | 35.2341 | 18.9431 | 0 | 0 | 0 | 331.4614 | 123.6351 | 0.091867
6479 | AC system | Fan | RTU-13 | Cooling 1 | 0.25 | [5 empty] | 0.25 | 0.75 | 0.75 | 0.7 | 0.1865 |  | 0.2 | RTUs, AH-1 and HPs | 16.928571428571400 | 0 | 0 | 0 | 50.7857 | 0 | 30.4714 | 104.9571 | 94.4614 | 50.7857 | 0 | 0 | 0 | 0 | 0 | 0 | 9.4715 | 0 | 5.6829 | 19.5745 | 17.6171 | 9.4715 | 0 | 0 | 0 | 331.4614 | 61.8176 | 0.045934
6480 | Ventilation | Exhaust Fan | EF-2 | Fan coil | 0.25 | [5 empty] | 0.25 | 0.75 | 0.75 | 0.7 | 0.1865 |  | 0.2 | 13.071428571428600 | 13.071428571428600 | 81.0429 | 65.88 | 64.8343 | 15.6857 | 24.3129 | 78.4286 | 81.0429 | 81.0429 | 78.4286 | 48.6257 | 70.5857 | 81.0429 | 15.1145 | 12.2866 | 12.0916 | 2.9254 | 4.5343 | 14.6269 | 15.1145 | 15.1145 | 14.6269 | 9.0687 | 13.1642 | 15.1145 | 770.9529 | 143.7827 | 0.042027
6481 | Ventilation | Transfer Fan | TF-3 | Fan coil | 0.25 | [5 empty] | 0.25 | 0.75 | 0.75 | 0.7 | 0.1865 |  | 0.2 | 13.071428571428600 | 13.071428571428600 | 81.0429 | 65.88 | 64.8343 | 15.6857 | 24.3129 | 78.4286 | 81.0429 | 81.0429 | 78.4286 | 48.6257 | 70.5857 | 81.0429 | 15.1145 | 12.2866 | 12.0916 | 2.9254 | 4.5343 | 14.6269 | 15.1145 | 15.1145 | 14.6269 | 9.0687 | 13.1642 | 15.1145 | 770.9529 | 143.7827 | 0.042027
6482 | AC system | Fan Coil Unit | FC-2 | Fan coil | 0.25 | 0.373 |  |  |  |  | 0.25 | 0.75 | 0.75 | 0.7 | 0.1865 |  | 0.2 | 13.071428571428600 | 13.071428571428600 | 81.0429 | 65.88 | 64.8343 | 15.6857 | 24.3129 | 78.4286 | 81.0429 | 81.0429 | 78.4286 | 48.6257 | 70.5857 | 81.0429 | 15.1145 | 12.2866 | 12.0916 | 2.9254 | 4.5343 | 14.6269 | 15.1145 | 15.1145 | 14.6269 | 9.0687 | 13.1642 | 15.1145 | 770.9529 | 143.7827 | 0.042027
6483 | AC system | Fan Coil Unit | FC-9 | Fan coil | 0.25 | [5 empty] | 0.25 | 0.75 | 0.75 | 0.7 | 0.1865 |  | 0.2 | 13.071428571428600 | 13.071428571428600 | 81.0429 | 65.88 | 64.8343 | 15.6857 | 24.3129 | 78.4286 | 81.0429 | 81.0429 | 78.4286 | 48.6257 | 70.5857 | 81.0429 | 15.1145 | 12.2866 | 12.0916 | 2.9254 | 4.5343 | 14.6269 | 15.1145 | 15.1145 | 14.6269 | 9.0687 | 13.1642 | 15.1145 | 770.9529 | 143.7827 | 0.042027
6484 | Pump | DHW | P-9 | Uniform | 0.25 | [5 empty] | 0.25 | 0.75 | 0.75 | 0.7 | 0.1865 |  | 0.5 | 8h 5d | 5.714285714285710 | 88.5714 | 80 | 88.5714 | 85.7143 | 88.5714 | 85.7143 | 88.5714 | 88.5714 | 85.7143 | 88.5714 | 85.7143 | 88.5714 | 16.5186 | 14.92 | 16.5186 | 15.9857 | 16.5186 | 15.9857 | 16.5186 | 16.5186 | 15.9857 | 16.5186 | 15.9857 | 16.5186 | 1042.8571 | 194.4929 | 0.023073
6485 | Pump | Condensate Pump (Fume Hood) |  | University | 0.25 |  | 1 |  | 120.0 |  | 0.25 | 0.75 | 0.75 | 0.67 | 0.1865 |  | 0.1 |  | 24.0 | 74.4 | 67.2 | 74.4 | 72 | 74.4 | 72 | 52.08 | 52.08 | 72 | 74.4 | 72 | 52.08 | 13.8756 | 12.5328 | 13.8756 | 13.428 | 13.8756 | 13.428 | 9.7129 | 9.7129 | 13.428 | 13.8756 | 13.428 | 9.7129 | 809.04 | 150.886 | 0.023094
6486 | Heat pump | Fan | RTU09 | Heat Pump | 0.25 | [5 empty] | 0.25 | 0.75 | 0.75 | 0.7 | 0.1865 |  | 0.4 |  | 9.857142857142860 | 122.2286 | 110.4 | 61.1143 | 47.3143 | 73.3371 | 94.6286 | 122.2286 | 110.0057 | 70.9714 | 73.3371 | 118.2857 | 122.2286 | 22.7956 | 20.5896 | 11.3978 | 8.8241 | 13.6774 | 17.6482 | 22.7956 | 20.5161 | 13.2362 | 13.6774 | 22.0603 | 22.7956 | 1126.08 | 210.0139 | 0.070046
6487 | Ventilation | Supply Fan | HP-1 | Uniform | 0.25 | [5 empty] | 0.25 | 0.75 | 0.75 | 0.7 | 0.1865 |  | 0.3 | Occupied | 6.428571428571430 | 59.7857 | 54 | 59.7857 | 57.8571 | 59.7857 | 57.8571 | 59.7857 | 59.7857 | 57.8571 | 59.7857 | 57.8571 | 59.7857 | 11.15 | 10.071 | 11.15 | 10.7904 | 11.15 | 10.7904 | 11.15 | 11.15 | 10.7904 | 11.15 | 10.7904 | 11.15 | 703.9286 | 131.2827 | 0.11271
6488 | Ventilation | Exhaust Fan | EF-8 | Uniform | 0.25 | [5 empty] | 0.25 | 0.75 | 0.75 | 0.7 | 0.1865 |  | 0.3 | Occupied | 6.428571428571430 | 59.7857 | 54 | 59.7857 | 57.8571 | 59.7857 | 57.8571 | 59.7857 | 59.7857 | 57.8571 | 59.7857 | 57.8571 | 59.7857 | 11.15 | 10.071 | 11.15 | 10.7904 | 11.15 | 10.7904 | 11.15 | 11.15 | 10.7904 | 11.15 | 10.7904 | 11.15 | 703.9286 | 131.2827 | 0.11271
6489 | Ventilation | Exhaust Fan | EF-10 | Uniform | 0.25 | [5 empty] | 0.25 | 0.75 | 0.75 | 0.7 | 0.1865 |  | 0.3 | Occupied | 6.428571428571430 | 59.7857 | 54 | 59.7857 | 57.8571 | 59.7857 | 57.8571 | 59.7857 | 59.7857 | 57.8571 | 59.7857 | 57.8571 | 59.7857 | 11.15 | 10.071 | 11.15 | 10.7904 | 11.15 | 10.7904 | 11.15 | 11.15 | 10.7904 | 11.15 | 10.7904 | 11.15 | 703.9286 | 131.2827 | 0.11271
6490 | Ventilation | Exhaust Fan | EF-29 | Uniform | 0.25 | [5 empty] | 0.25 | 0.75 | 0.75 | 0.7 | 0.1865 |  | 1 | 8h 5d | 5.714285714285710 | 177.1429 | 160 | 177.1429 | 171.4286 | 177.1429 | 171.4286 | 177.1429 | 177.1429 | 171.4286 | 177.1429 | 171.4286 | 177.1429 | 33.0371 | 29.84 | 33.0371 | 31.9714 | 33.0371 | 31.9714 | 33.0371 | 33.0371 | 31.9714 | 33.0371 | 31.9714 | 33.0371 | 2085.7143 | 388.9857 | 0.046146
6491 | Ventilation | Supply Fan | SF-10 | Uniform | 0.25 | [5 empty] | 0.25 | 0.75 | 0.75 | 0.7 | 0.1865 |  | 1 | A | 8.214285714285710 | 254.6429 | 230 | 254.6429 | 246.4286 | 254.6429 | 246.4286 | 254.6429 | 254.6429 | 246.4286 | 254.6429 | 246.4286 | 254.6429 | 47.4909 | 42.895 | 47.4909 | 45.9589 | 47.4909 | 45.9589 | 47.4909 | 47.4909 | 45.9589 | 47.4909 | 45.9589 | 47.4909 | 2998.2143 | 559.167 | 0.039076
6492 | AC system | Supply Fan | A/C1Cun113 | Cooling 1 | 0.25 | [5 empty] | 0.25 | 0.75 | 0.75 | 0.7 | 0.1865 |  | 0.1 |  | 24.0 | 37.2 | 53.76 | 59.52 | 57.6 | 59.52 | 72 | 74.4 | 74.4 | 57.6 | 59.52 | 57.6 | 37.2 | 6.9378 | 10.0262 | 11.1005 | 10.7424 | 11.1005 | 13.428 | 13.8756 | 13.8756 | 10.7424 | 11.1005 | 10.7424 | 6.9378 | 700.32 | 130.6097 | 0.01999
6493 | AC system | Condenser Fan | A/C1Cun113 | Cooling 1 | 0.25 |  | 1 | 2.2 |  |  | 0.25 | 0.75 | 0.75 | 0.67 | 0.1865 |  | 0.1 |  | 24.0 | 37.2 | 53.76 | 59.52 | 57.6 | 59.52 | 72 | 74.4 | 74.4 | 57.6 | 59.52 | 57.6 | 37.2 | 6.9378 | 10.0262 | 11.1005 | 10.7424 | 11.1005 | 13.428 | 13.8756 | 13.8756 | 10.7424 | 11.1005 | 10.7424 | 6.9378 | 700.32 | 130.6097 | 0.01999
6494 | AC system | Supply Fan | A/C1Cun160E | Cooling 1 | 0.25 | [5 empty] | 0.25 | 0.75 | 0.75 | 0.7 | 0.1865 |  | 0.1 |  | 24.0 | 37.2 | 53.76 | 59.52 | 57.6 | 59.52 | 72 | 74.4 | 74.4 | 57.6 | 59.52 | 57.6 | 37.2 | 6.9378 | 10.0262 | 11.1005 | 10.7424 | 11.1005 | 13.428 | 13.8756 | 13.8756 | 10.7424 | 11.1005 | 10.7424 | 6.9378 | 700.32 | 130.6097 | 0.01999
6495 | AC system | Supply Fan | AC-167A | Cooling 1 | 0.25 |  | 1 |  | 120.0 |  | 0.25 | 0.75 | 0.75 | 0.67 | 0.1865 |  | 0.1 |  | 24.0 | 37.2 | 53.76 | 59.52 | 57.6 | 59.52 | 72 | 74.4 | 74.4 | 57.6 | 59.52 | 57.6 | 37.2 | 6.9378 | 10.0262 | 11.1005 | 10.7424 | 11.1005 | 13.428 | 13.8756 | 13.8756 | 10.7424 | 11.1005 | 10.7424 | 6.9378 | 700.32 | 130.6097 | 0.01999
6496 | AC system | Supply Fan | AC1-255 | Cooling 1 | 0.25 |  | 1 |  | 120.0 |  | 0.25 | 0.75 | 0.75 | 0.67 | 0.1865 |  | 0.1 |  | 24.0 | 37.2 | 53.76 | 59.52 | 57.6 | 59.52 | 72 | 74.4 | 74.4 | 57.6 | 59.52 | 57.6 | 37.2 | 6.9378 | 10.0262 | 11.1005 | 10.7424 | 11.1005 | 13.428 | 13.8756 | 13.8756 | 10.7424 | 11.1005 | 10.7424 | 6.9378 | 700.32 | 130.6097 | 0.01999
6497 | AC system | Supply Fan | AC2-255 | Cooling 1 | 0.25 |  | 1 |  | 120.0 |  | 0.25 | 0.75 | 0.75 | 0.67 | 0.1865 |  | 0.1 |  | 24.0 | 37.2 | 53.76 | 59.52 | 57.6 | 59.52 | 72 | 74.4 | 74.4 | 57.6 | 59.52 | 57.6 | 37.2 | 6.9378 | 10.0262 | 11.1005 | 10.7424 | 11.1005 | 13.428 | 13.8756 | 13.8756 | 10.7424 | 11.1005 | 10.7424 | 6.9378 | 700.32 | 130.6097 | 0.01999
6498 | AC system | Supply Fan | AC3-255 | Cooling 1 | 0.25 |  | 1 |  | 120.0 |  | 0.25 | 0.75 | 0.75 | 0.67 | 0.1865 |  | 0.1 |  | 24.0 | 37.2 | 53.76 | 59.52 | 57.6 | 59.52 | 72 | 74.4 | 74.4 | 57.6 | 59.52 | 57.6 | 37.2 | 6.9378 | 10.0262 | 11.1005 | 10.7424 | 11.1005 | 13.428 | 13.8756 | 13.8756 | 10.7424 | 11.1005 | 10.7424 | 6.9378 | 700.32 | 130.6097 | 0.01999
6499 | Pump | Pump | P-9 | Uniform | 0.25 | [5 empty] | 0.25 | 0.75 | 0.75 | 0.7 | 0.1865 |  | 1 | Occupied | 16.523809523809500 | 512.2381 | 462.6667 | 512.2381 | 495.7143 | 512.2381 | 495.7143 | 512.2381 | 512.2381 | 495.7143 | 512.2381 | 495.7143 | 512.2381 | 95.5324 | 86.2873 | 95.5324 | 92.4507 | 95.5324 | 92.4507 | 95.5324 | 95.5324 | 92.4507 | 95.5324 | 92.4507 | 95.5324 | 6031.1905 | 1124.817 | 0.099919
6500 | Pump | Pump | P-9 | Uniform | 0.25 | [5 empty] | 0.25 | 0.75 | 0.75 | 0.7 | 0.1865 |  | 1 | Occupied | 16.523809523809500 | 512.2381 | 462.6667 | 512.2381 | 495.7143 | 512.2381 | 495.7143 | 512.2381 | 512.2381 | 495.7143 | 512.2381 | 495.7143 | 512.2381 | 95.5324 | 86.2873 | 95.5324 | 92.4507 | 95.5324 | 92.4507 | 95.5324 | 95.5324 | 92.4507 | 95.5324 | 92.4507 | 95.5324 | 6031.1905 | 1124.817 | 0.099017
6501 | AC system | Supply Fan | AC-254B | Cooling 1 | 0.25 |  | 1 |  | 120.0 |  | 0.25 | 0.75 | 0.75 | 0.67 | 0.1865 |  | 0.020833 |  | 24.0 | 7.75 | 11.2 | 12.4 | 12 | 12.4 | 15 | 15.5 | 15.5 | 12 | 12.4 | 12 | 7.75 | 1.4454 | 2.0888 | 2.3126 | 2.238 | 2.3126 | 2.7975 | 2.8908 | 2.8908 | 2.238 | 2.3126 | 2.238 | 1.4454 | 145.9 | 27.2103 | 0.0041646
6502 | Terminal heating | Force Flow Heater | FF-1 | Heating 1 | 0.25 | [5 empty] | 0.25 | 0.75 | 0.75 | 0.7 | 0.1865 |  | 0.5 | 24.0 | 24.0 | 372 | 336 | 279 | 180 | 148.8 | 72 | 9.3 | 9.3 | 9 | 74.4 | 144 | 260.4 | 69.378 | 62.664 | 52.0335 | 33.57 | 27.7512 | 13.428 | 1.7345 | 1.7345 | 1.6785 | 13.8756 | 26.856 | 48.5646 | 1894.2 | 353.2683 | 0.10326
6503 | Terminal heating | Force Flow Heater | FF-2 | Heating 1 | 0.25 | [5 empty] | 0.25 | 0.75 | 0.75 | 0.7 | 0.1865 |  | 0.5 | 24.0 | 24.0 | 372 | 336 | 279 | 180 | 148.8 | 72 | 9.3 | 9.3 | 9 | 74.4 | 144 | 260.4 | 69.378 | 62.664 | 52.0335 | 33.57 | 27.7512 | 13.428 | 1.7345 | 1.7345 | 1.6785 | 13.8756 | 26.856 | 48.5646 | 1894.2 | 353.2683 | 0.10326
6504 | Terminal heating | Force Flow Heater | FF-3 | Heating 1 | 0.25 | [5 empty] | 0.25 | 0.75 | 0.75 | 0.7 | 0.1865 |  | 0.5 | 24.0 | 24.0 | 372 | 336 | 279 | 180 | 148.8 | 72 | 9.3 | 9.3 | 9 | 74.4 | 144 | 260.4 | 69.378 | 62.664 | 52.0335 | 33.57 | 27.7512 | 13.428 | 1.7345 | 1.7345 | 1.6785 | 13.8756 | 26.856 | 48.5646 | 1894.2 | 353.2683 | 0.10326
6505 | Terminal heating | Force Flow Heater | FF-4 | Heating 1 | 0.25 | [5 empty] | 0.25 | 0.75 | 0.75 | 0.7 | 0.1865 |  | 0.5 | 24.0 | 24.0 | 372 | 336 | 279 | 180 | 148.8 | 72 | 9.3 | 9.3 | 9 | 74.4 | 144 | 260.4 | 69.378 | 62.664 | 52.0335 | 33.57 | 27.7512 | 13.428 | 1.7345 | 1.7345 | 1.6785 | 13.8756 | 26.856 | 48.5646 | 1894.2 | 353.2683 | 0.10326
6506 | Miscellaneous electricity | Force Flow Fan | FF-1 | Heating 1 | 0.25 | [5 empty] | 0.25 | 0.75 | 0.75 | 0.7 | 0.1865 |  | 1 | All Day | 24.0 | 744 | 672 | 558 | 360 | 297.6 | 144 | 18.6 | 18.6 | 18 | 148.8 | 288 | 520.8 | 138.756 | 125.328 | 104.067 | 67.14 | 55.5024 | 26.856 | 3.4689 | 3.4689 | 3.357 | 27.7512 | 53.712 | 97.1292 | 3788.4 | 706.5366 | 0.34449
6507 | Miscellaneous electricity | Force Flow Fan | FF-2 | Heating 1 | 0.25 | [5 empty] | 0.25 | 0.75 | 0.75 | 0.7 | 0.1865 |  | 1 | All Day | 24.0 | 744 | 672 | 558 | 360 | 297.6 | 144 | 18.6 | 18.6 | 18 | 148.8 | 288 | 520.8 | 138.756 | 125.328 | 104.067 | 67.14 | 55.5024 | 26.856 | 3.4689 | 3.4689 | 3.357 | 27.7512 | 53.712 | 97.1292 | 3788.4 | 706.5366 | 0.34449
6508 | Miscellaneous electricity | Force Flow Fan | FF-3 | Heating 1 | 0.25 | [5 empty] | 0.25 | 0.75 | 0.75 | 0.7 | 0.1865 |  | 1 | All Day | 24.0 | 744 | 672 | 558 | 360 | 297.6 | 144 | 18.6 | 18.6 | 18 | 148.8 | 288 | 520.8 | 138.756 | 125.328 | 104.067 | 67.14 | 55.5024 | 26.856 | 3.4689 | 3.4689 | 3.357 | 27.7512 | 53.712 | 97.1292 | 3788.4 | 706.5366 | 0.34449
6509 | Miscellaneous electricity | Unit Heater Fan | UH-1 | Heating 1 | 0.25 | [5 empty] | 0.25 | 0.75 | 0.75 | 0.7 | 0.1865 |  | 1 | All Day | 24.0 | 744 | 672 | 558 | 360 | 297.6 | 144 | 18.6 | 18.6 | 18 | 148.8 | 288 | 520.8 | 138.756 | 125.328 | 104.067 | 67.14 | 55.5024 | 26.856 | 3.4689 | 3.4689 | 3.357 | 27.7512 | 53.712 | 97.1292 | 3788.4 | 706.5366 | 0.34449
6510 | AC system | DX Fan | RTU-9 | Cooling 1 | 0.25 | [5 empty] | 0.25 | 0.75 | 0.75 | 0.7 | 0.1865 |  | 0.3 | RTU-9 | 15.0 | 0 | 0 | 0 | 27 | 55.8 | 13.5 | 139.5 | 139.5 | 67.5 | 0 | 0 | 0 | 0 | 0 | 0 | 5.0355 | 10.4067 | 2.5177 | 26.0167 | 26.0167 | 12.5887 | 0 | 0 | 0 | 442.8 | 82.5822 | 0.0082686
6511 | Ventilation | Exhaust Fan | EF-4 | EF w RTSP | 0.25 | [5 empty] | 0.25 | 0.75 | 0.75 | 0.7 | 0.1865 |  | 1 | 24h 7d | 24.0 | 0 | 0 | 0 | 216 | 446.4 | 576 | 744 | 744 | 432 | 0 | 0 | 0 | 0 | 0 | 0 | 40.284 | 83.2536 | 107.424 | 138.756 | 138.756 | 80.568 | 0 | 0 | 0 | 3158.4 | 589.0416 | 0.069878
6512 | Fan Coil Unit | Supply Fan | FC-B03 | Fan Coil | 0.25 | [5 empty] | 0.25 | 0.75 | 0.75 | 0.7 | 0.1865 |  | 1 | All Day | 24.0 | 148.8 | 201.6 | 297.6 | 360 | 372 | 720 | 744 | 744 | 720 | 446.4 | 216 | 74.4 | 27.7512 | 37.5984 | 55.5024 | 67.14 | 69.378 | 134.28 | 138.756 | 138.756 | 134.28 | 83.2536 | 40.284 | 13.8756 | 5044.8 | 940.8552 | 0.022016
6513 | Fan Coil Unit | Supply Fan | FC-613 | Fan Coil | 0.25 | [5 empty] | 0.25 | 0.75 | 0.75 | 0.7 | 0.1865 |  | 1 | All Day | 24.0 | 148.8 | 201.6 | 297.6 | 360 | 372 | 720 | 744 | 744 | 720 | 446.4 | 216 | 74.4 | 27.7512 | 37.5984 | 55.5024 | 67.14 | 69.378 | 134.28 | 138.756 | 138.756 | 134.28 | 83.2536 | 40.284 | 13.8756 | 5044.8 | 940.8552 | 0.022016
6514 | Fan Coil Unit | Supply Fan | FC-615 | Fan Coil | 0.25 | [5 empty] | 0.25 | 0.75 | 0.75 | 0.7 | 0.1865 |  | 1 | All Day | 24.0 | 148.8 | 201.6 | 297.6 | 360 | 372 | 720 | 744 | 744 | 720 | 446.4 | 216 | 74.4 | 27.7512 | 37.5984 | 55.5024 | 67.14 | 69.378 | 134.28 | 138.756 | 138.756 | 134.28 | 83.2536 | 40.284 | 13.8756 | 5044.8 | 940.8552 | 0.022016
6515 | Fan Coil Unit | Supply Fan | FC-R03 | Fan Coil | 0.25 | [5 empty] | 0.25 | 0.75 | 0.75 | 0.7 | 0.1865 |  | 1 | All Day | 24.0 | 148.8 | 201.6 | 297.6 | 360 | 372 | 720 | 744 | 744 | 720 | 446.4 | 216 | 74.4 | 27.7512 | 37.5984 | 55.5024 | 67.14 | 69.378 | 134.28 | 138.756 | 138.756 | 134.28 | 83.2536 | 40.284 | 13.8756 | 5044.8 | 940.8552 | 0.022016
6516 | Fan Coil Unit | Supply Fan | FC-R05 | Fan Coil | 0.25 | [5 empty] | 0.25 | 0.75 | 0.75 | 0.7 | 0.1865 |  | 1 | All Day | 24.0 | 148.8 | 201.6 | 297.6 | 360 | 372 | 720 | 744 | 744 | 720 | 446.4 | 216 | 74.4 | 27.7512 | 37.5984 | 55.5024 | 67.14 | 69.378 | 134.28 | 138.756 | 138.756 | 134.28 | 83.2536 | 40.284 | 13.8756 | 5044.8 | 940.8552 | 0.022016
6517 | Fan Coil Unit | Supply Fan | FC-R06 | Fan Coil | 0.25 | [5 empty] | 0.25 | 0.75 | 0.75 | 0.7 | 0.1865 |  | 1 | All Day | 24.0 | 148.8 | 201.6 | 297.6 | 360 | 372 | 720 | 744 | 744 | 720 | 446.4 | 216 | 74.4 | 27.7512 | 37.5984 | 55.5024 | 67.14 | 69.378 | 134.28 | 138.756 | 138.756 | 134.28 | 83.2536 | 40.284 | 13.8756 | 5044.8 | 940.8552 | 0.022016
6518 | Heat pump | Carrier Heat Pump Fan | AC-1 | Heat Pump | 0.25 | [5 empty] | 0.25 | 0.75 | 0.75 | 0.7 | 0.1865 |  | 0.5 | All Day | 24.0 | 372 | 336 | 297.6 | 252 | 260.4 | 324 | 372 | 372 | 324 | 260.4 | 288 | 372 | 69.378 | 62.664 | 55.5024 | 46.998 | 48.5646 | 60.426 | 69.378 | 69.378 | 60.426 | 48.5646 | 53.712 | 69.378 | 3830.4 | 714.3696 | 0.23655
6519 | Ventilation | Fan | F-8 | Uniform | 0.25 | [5 empty] | 0.25 | 0.75 | 0.75 | 0.7 | 0.1865 |  | 1 | All Day | 24.0 | 744 | 672 | 744 | 720 | 744 | 720 | 744 | 744 | 720 | 744 | 720 | 669.6 | 138.756 | 125.328 | 138.756 | 134.28 | 138.756 | 134.28 | 138.756 | 138.756 | 134.28 | 138.756 | 134.28 | 124.8804 | 8685.6 | 1619.8644 | 0.077659
6520 | Ventilation | VAV Terminal Box | VAV-3 | Uniform | 0.25 | [5 empty] | 0.25 | 0.75 | 0.75 | 0.7 | 0.1865 |  | 1 | All Day | 24.0 | 744 | 672 | 744 | 720 | 744 | 720 | 744 | 744 | 720 | 744 | 720 | 669.6 | 138.756 | 125.328 | 138.756 | 134.28 | 138.756 | 134.28 | 138.756 | 138.756 | 134.28 | 138.756 | 134.28 | 124.8804 | 8685.6 | 1619.8644 | 0.077659
6521 | Pump | Heating Supply Pump | RP-2 | Uniform | 0.25 | [5 empty] | 0.25 | 0.75 | 0.75 | 0.7 | 0.1865 |  | 1 | All Day | 24.0 | 744 | 672 | 744 | 720 | 744 | 720 | 744 | 669.6 | 720 | 744 | 720 | 744 | 138.756 | 125.328 | 138.756 | 134.28 | 138.756 | 134.28 | 138.756 | 124.8804 | 134.28 | 138.756 | 134.28 | 138.756 | 8685.6 | 1619.8644 | 0.037905
6522 | Pump |  | P-14 | Heating Pump | 0.25 | [5 empty] | 0.25 | 0.75 | 0.75 | 0.7 | 0.1865 |  | 0.5 | B | 8.571428571428570 | 132.8571 | 120 | 127.1429 | 111.4286 | 76.9048 | 13.3333 | 3.0952 | 0.71429 | 39.5238 | 111.9048 | 127.8571 | 132.8571 | 24.7779 | 22.38 | 23.7121 | 20.7814 | 14.3427 | 2.4867 | 0.57726 | 0.13321 | 7.3712 | 20.8702 | 23.8454 | 24.7779 | 997.619 | 186.056 | 0.013002
6523 | Pump |  | P-21 | Heating Pump | 0.25 | [5 empty] | 0.25 | 0.75 | 0.75 | 0.7 | 0.1865 |  | 0.5 | B | 8.571428571428570 | 132.8571 | 120 | 127.1429 | 111.4286 | 76.9048 | 13.3333 | 3.0952 | 0.71429 | 39.5238 | 111.9048 | 127.8571 | 132.8571 | 24.7779 | 22.38 | 23.7121 | 20.7814 | 14.3427 | 2.4867 | 0.57726 | 0.13321 | 7.3712 | 20.8702 | 23.8454 | 24.7779 | 997.619 | 186.056 | 0.013002
6524 | Pump |  | P-25 | Heating Pump | 0.25 | [5 empty] | 0.25 | 0.75 | 0.75 | 0.7 | 0.1865 |  | 0.5 | B | 8.571428571428570 | 132.8571 | 120 | 127.1429 | 111.4286 | 76.9048 | 13.3333 | 3.0952 | 0.71429 | 39.5238 | 111.9048 | 127.8571 | 132.8571 | 24.7779 | 22.38 | 23.7121 | 20.7814 | 14.3427 | 2.4867 | 0.57726 | 0.13321 | 7.3712 | 20.8702 | 23.8454 | 24.7779 | 997.619 | 186.056 | 0.013002
6525 | Ventilation | Fan Coil Unit | FC-11 | Uniform | 0.25 | [5 empty] | 0.25 | 0.75 | 0.75 | 0.7 | 0.1865 |  | 1 | C | 7.857142857142860 | 243.5714 | 220 | 243.5714 | 235.7143 | 243.5714 | 235.7143 | 243.5714 | 243.5714 | 235.7143 | 243.5714 | 235.7143 | 243.5714 | 45.4261 | 41.03 | 45.4261 | 43.9607 | 45.4261 | 43.9607 | 45.4261 | 45.4261 | 43.9607 | 45.4261 | 43.9607 | 45.4261 | 2867.8571 | 534.8554 | 0.037377
6526 | Heat pump | Fan | AC-1 | Heat Pump | 0.25 | [5 empty] | 0.25 | 0.75 | 0.75 | 0.7 | 0.1865 |  | 0.2 | All Day | 24.0 | 148.8 | 120.96 | 119.04 | 28.8 | 44.64 | 72 | 148.8 | 148.8 | 100.8 | 89.28 | 129.6 | 148.8 | 27.7512 | 22.559 | 22.201 | 5.3712 | 8.3254 | 13.428 | 27.7512 | 27.7512 | 18.7992 | 16.6507 | 24.1704 | 27.7512 | 1300.32 | 242.5097 | 0.1802
6527 | Heat pump | Fan | AC-2 | Heat Pump | 0.25 | [5 empty] | 0.25 | 0.75 | 0.75 | 0.7 | 0.1865 |  | 0.2 | All Day | 24.0 | 148.8 | 120.96 | 119.04 | 28.8 | 44.64 | 72 | 148.8 | 148.8 | 100.8 | 89.28 | 129.6 | 148.8 | 27.7512 | 22.559 | 22.201 | 5.3712 | 8.3254 | 13.428 | 27.7512 | 27.7512 | 18.7992 | 16.6507 | 24.1704 | 27.7512 | 1300.32 | 242.5097 | 0.1802
6528 | Ventilation | Supply Fan | UH-101 | Heating 1 | 0.25 | [5 empty] | 0.25 | 0.75 | 0.75 | 0.7 | 0.1865 |  | 0.5 | All Day | 24.0 | 351.3806 | 250.9075 | 239.2344 | 176.1546 | 112.9757 | 39.6806 | 18.7031 | 50.335 | 65.4491 | 133.24 | 268.9239 | 372 | 65.5325 | 46.7942 | 44.6172 | 32.8528 | 21.07 | 7.4004 | 3.4881 | 9.3875 | 12.2062 | 24.8493 | 50.1543 | 69.378 | 2078.9843 | 387.7306 | 0.048666
6529 | AC system | Cooling Fan | CU-2 | Cooling 1 | 0.25 | [5 empty] | 0.25 | 0.75 | 0.75 | 0.7 | 0.1865 |  | 0.3 | Admin -RTU | 11.0 | 0 | 0 | 0 | 0 | 51.15 | 69.3 | 102.3 | 71.61 | 49.5 | 0 | 0 | 0 | 0 | 0 | 0 | 0 | 9.5395 | 12.9245 | 19.0789 | 13.3553 | 9.2317 | 0 | 0 | 0 | 343.86 | 64.1299 | 0.0079269
6530 | AC system | Cooling Fan | CU-3 | Cooling 1 | 0.25 | [5 empty] | 0.25 | 0.75 | 0.75 | 0.7 | 0.1865 |  | 0.3 | Admin -RTU | 11.0 | 0 | 0 | 0 | 0 | 51.15 | 69.3 | 102.3 | 71.61 | 49.5 | 0 | 0 | 0 | 0 | 0 | 0 | 0 | 9.5395 | 12.9245 | 19.0789 | 13.3553 | 9.2317 | 0 | 0 | 0 | 343.86 | 64.1299 | 0.0079269
6531 | AC system | Cooling Fan | CU-5 | Cooling 1 | 0.25 | [5 empty] | 0.25 | 0.75 | 0.75 | 0.7 | 0.1865 |  | 0.3 | Admin -RTU | 11.0 | 0 | 0 | 0 | 0 | 51.15 | 69.3 | 102.3 | 71.61 | 49.5 | 0 | 0 | 0 | 0 | 0 | 0 | 0 | 9.5395 | 12.9245 | 19.0789 | 13.3553 | 9.2317 | 0 | 0 | 0 | 343.86 | 64.1299 | 0.0079269
6532 | AC System | Condenser Fan | RTU-3 | Cooling 1 | 0.25 | [5 empty] | 0.25 | 0.75 | 0.75 | 0.7 | 0.1865 |  | 0.3 | Admin -RTU | 11.0 | 0 | 0 | 0 | 0 | 51.15 | 69.3 | 102.3 | 71.61 | 49.5 | 0 | 0 | 0 | 0 | 0 | 0 | 0 | 9.5395 | 12.9245 | 19.0789 | 13.3553 | 9.2317 | 0 | 0 | 0 | 343.86 | 64.1299 | 0.0079269
6533 | AC System | Condenser Fan | RTU-4 | Cooling 1 | 0.25 | [5 empty] | 0.25 | 0.75 | 0.75 | 0.7 | 0.1865 |  | 0.3 | Admin -RTU | 11.0 | 0 | 0 | 0 | 0 | 51.15 | 69.3 | 102.3 | 71.61 | 49.5 | 0 | 0 | 0 | 0 | 0 | 0 | 0 | 9.5395 | 12.9245 | 19.0789 | 13.3553 | 9.2317 | 0 | 0 | 0 | 343.86 | 64.1299 | 0.0079269
6534 | Pump | Storm Pump | P-3 | Uniform | 0.33 | [5 empty] | 0.33 | 0.75 | 0.75 | 0.7 | 0.24618 |  | 0 | All Day | 24.0 | 0 | 0 | 0 | 0 | 0 | 0 | 0 | 0 | 0 | 0 | 0 | 0 | 0 | 0 | 0 | 0 | 0 | 0 | 0 | 0 | 0 | 0 | 0 | 0 | 0 | 0 | 0
6535 | Pump | Pump | P-10 | Uniform | 0.33 | [5 empty] | 0.33 | 0.75 | 0.75 | 0.7 | 0.24618 |  | 0 | CHW System | 8.314285714285720 | 0 | 0 | 0 | 0 | 0 | 0 | 0 | 0 | 0 | 0 | 0 | 0 | 0 | 0 | 0 | 0 | 0 | 0 | 0 | 0 | 0 | 0 | 0 | 0 | 0 | 0 | 0
6536 | Pump | Pump | P-10 | Uniform | 0.33 | [5 empty] | 0.33 | 0.75 | 0.75 | 0.7 | 0.24618 |  | 0 | CHW System | 8.314285714 | 0 | 0 | 0 | 0 | 0 | 0 | 0 | 0 | 0 | 0 | 0 | 0 | 0 | 0 | 0 | 0 | 0 | 0 | 0 | 0 | 0 | 0 | 0 | 0 | 0 | 0 | 0
6537 | AC system | Condensing Unit (fan unit) | CU-1 | Cooling 1 | 0.33 |  | 1 |  |  |  | 0.33 | 0.75 | 0.75 | 0.67 | 0.24618 |  | 0.3 | AHU-1 (from Audit) | 7.857142857142860 | 0 | 0 | 0 | 0 | 36.5357 | 70.7143 | 73.0714 | 73.0714 | 35.3571 | 0 | 0 | 0 | 0 | 0 | 0 | 0 | 8.9944 | 17.4084 | 17.9887 | 17.9887 | 8.7042 | 0 | 0 | 0 | 288.75 | 71.0845 | 0.11059
6538 | Pump | Circulation Pump P-8 | P-8 | Uniform | 0.33 | [5 empty] | 0.33 | 0.75 | 0.75 | 0.7 | 0.24618 |  | 0.5 | All Day | 24.0 | 372 | 336 | 372 | 360 | 372 | 360 | 372 | 372 | 360 | 372 | 360 | 372 | 91.579 | 82.7165 | 91.579 | 88.6248 | 91.579 | 88.6248 | 91.579 | 91.579 | 88.6248 | 91.579 | 88.6248 | 91.579 | 4380 | 1078.2684 | 0.11532
6539 | Pump |  | P-14 | Uniform | 0.33 | [5 empty] | 0.33 | 0.75 | 0.75 | 0.7 | 0.24618 |  | 0.5 | All Day | 24.0 | 372 | 336 | 372 | 360 | 372 | 360 | 372 | 372 | 360 | 372 | 360 | 372 | 91.579 | 82.7165 | 91.579 | 88.6248 | 91.579 | 88.6248 | 91.579 | 91.579 | 88.6248 | 91.579 | 88.6248 | 91.579 | 4380 | 1078.2684 | 0.11532
6540 | Pump | Circulation Pump P-17 | P-17 | Uniform | 0.33 | [5 empty] | 0.33 | 0.75 | 0.75 | 0.7 | 0.24618 |  | 0.5 | All Day | 24.0 | 372 | 336 | 372 | 360 | 372 | 360 | 372 | 372 | 360 | 372 | 360 | 372 | 91.579 | 82.7165 | 91.579 | 88.6248 | 91.579 | 88.6248 | 91.579 | 91.579 | 88.6248 | 91.579 | 88.6248 | 91.579 | 4380 | 1078.2684 | 0.11532
6541 | Ventilation | Exhaust Fan | EF-214 | Uniform | 0.33 | [5 empty] | 0.33 | 0.75 | 0.75 | 0.7 | 0.24618 |  | 1 | DNT | 12.0 | 372 | 336 | 372 | 360 | 372 | 360 | 372 | 372 | 360 | 372 | 360 | 372 | 91.579 | 82.7165 | 91.579 | 88.6248 | 91.579 | 88.6248 | 91.579 | 91.579 | 88.6248 | 91.579 | 88.6248 | 91.579 | 4380 | 1078.2684 | 0.019298
6542 | Ventilation | Supply Fan | SF-1 | Uniform | 0.33 | [5 empty] | 0.33 | 0.75 | 0.75 | 0.7 | 0.24618 |  | 1 | Time Clock | 12.0 | 372 | 336 | 372 | 360 | 372 | 360 | 372 | 372 | 360 | 372 | 360 | 372 | 91.579 | 82.7165 | 91.579 | 88.6248 | 91.579 | 88.6248 | 91.579 | 91.579 | 88.6248 | 91.579 | 88.6248 | 91.579 | 4380 | 1078.2684 | 2.827
6543 | Pump | Circulation Pump P-8 | P-8 | Uniform | 0.33 | [5 empty] | 0.33 | 0.75 | 0.75 | 0.7 | 0.24618 |  | 0.5 | All Day | 24.0 | 372 | 336 | 372 | 360 | 372 | 360 | 372 | 372 | 360 | 372 | 360 | 372 | 91.579 | 82.7165 | 91.579 | 88.6248 | 91.579 | 88.6248 | 91.579 | 91.579 | 88.6248 | 91.579 | 88.6248 | 91.579 | 4380 | 1078.2684 | 0.10477
6544 | Pump |  | P-14 | Uniform | 0.33 | [5 empty] | 0.33 | 0.75 | 0.75 | 0.7 | 0.24618 |  | 0.5 | All Day | 24.0 | 372 | 336 | 372 | 360 | 372 | 360 | 372 | 372 | 360 | 372 | 360 | 372 | 91.579 | 82.7165 | 91.579 | 88.6248 | 91.579 | 88.6248 | 91.579 | 91.579 | 88.6248 | 91.579 | 88.6248 | 91.579 | 4380 | 1078.2684 | 0.10477
6545 | Pump | Circulation Pump P-17 | P-17 | Uniform | 0.33 | [5 empty] | 0.33 | 0.75 | 0.75 | 0.7 | 0.24618 |  | 0.5 | All Day | 24.0 | 372 | 336 | 372 | 360 | 372 | 360 | 372 | 372 | 360 | 372 | 360 | 372 | 91.579 | 82.7165 | 91.579 | 88.6248 | 91.579 | 88.6248 | 91.579 | 91.579 | 88.6248 | 91.579 | 88.6248 | 91.579 | 4380 | 1078.2684 | 0.10477
6546 | Ventilation | Exhaust Fan | EF-214 | Uniform | 0.33 | [5 empty] | 0.33 | 0.75 | 0.75 | 0.7 | 0.24618 |  | 1 | DNT | 12.0 | 372 | 336 | 372 | 360 | 372 | 360 | 372 | 372 | 360 | 372 | 360 | 372 | 91.579 | 82.7165 | 91.579 | 88.6248 | 91.579 | 88.6248 | 91.579 | 91.579 | 88.6248 | 91.579 | 88.6248 | 91.579 | 4380 | 1078.2684 | 0.019298
6547 | Ventilation | Exhaust Fan | EF-3-1 | Uniform | 0.33 | [5 empty] | 0.33 | 0.75 | 0.75 | 0.7 | 0.24618 |  | 1 | All Day | 24.0 | 744 | 672 | 744 | 720 | 744 | 720 | 744 | 744 | 720 | 744 | 720 | 744 | 183.1579 | 165.433 | 183.1579 | 177.2496 | 183.1579 | 177.2496 | 183.1579 | 183.1579 | 177.2496 | 183.1579 | 177.2496 | 183.1579 | 8760 | 2156.5368 | 0.15549
6548 | Ventilation | Exhaust Fan | EF-1 | Uniform | 0.33 | [5 empty] | 0.33 | 0.75 | 0.75 | 0.7 | 0.24618 |  | 1 | All Day | 24.0 | 744 | 672 | 744 | 720 | 744 | 720 | 744 | 744 | 720 | 744 | 720 | 744 | 183.1579 | 165.433 | 183.1579 | 177.2496 | 183.1579 | 177.2496 | 183.1579 | 183.1579 | 177.2496 | 183.1579 | 177.2496 | 183.1579 | 8760 | 2156.5368 | 0.51508
6549 | Ventilation | Exhaust Fan | EF-3 | Uniform | 0.33 | [5 empty] | 0.33 | 0.75 | 0.75 | 0.7 | 0.24618 |  | 1 | All Day | 24.0 | 744 | 672 | 744 | 720 | 744 | 720 | 744 | 744 | 720 | 744 | 720 | 744 | 183.1579 | 165.433 | 183.1579 | 177.2496 | 183.1579 | 177.2496 | 183.1579 | 183.1579 | 177.2496 | 183.1579 | 177.2496 | 183.1579 | 8760 | 2156.5368 | 0.51508
6550 | Ventilation | Exhaust Fan | EF-4 | Uniform | 0.33 | [5 empty] | 0.33 | 0.75 | 0.75 | 0.7 | 0.24618 |  | 1 | All Day | 24.0 | 744 | 672 | 744 | 720 | 744 | 720 | 744 | 744 | 720 | 744 | 720 | 744 | 183.1579 | 165.433 | 183.1579 | 177.2496 | 183.1579 | 177.2496 | 183.1579 | 183.1579 | 177.2496 | 183.1579 | 177.2496 | 183.1579 | 8760 | 2156.5368 | 0.51508
6551 | Ventilation | Exhaust Fan | EF-14 | EF | 0.33 | [5 empty] | 0.33 | 0.75 | 0.75 | 0.7 | 0.24618 |  | 1 |  | 24.0 | 744 | 672 | 744 | 720 | 744 | 720 | 744 | 744 | 720 | 744 | 720 | 744 | 183.1579 | 165.433 | 183.1579 | 177.2496 | 183.1579 | 177.2496 | 183.1579 | 183.1579 | 177.2496 | 183.1579 | 177.2496 | 183.1579 | 8760 | 2156.5368 | 0.15045
6552 | Ventilation | Exhaust Fan | EF-15 | EF | 0.33 | [5 empty] | 0.33 | 0.75 | 0.75 | 0.7 | 0.24618 |  | 1 |  | 24.0 | 744 | 672 | 744 | 720 | 744 | 720 | 744 | 744 | 720 | 744 | 720 | 744 | 183.1579 | 165.433 | 183.1579 | 177.2496 | 183.1579 | 177.2496 | 183.1579 | 183.1579 | 177.2496 | 183.1579 | 177.2496 | 183.1579 | 8760 | 2156.5368 | 0.15045
6553 | Ventilation | Exhaust Fan | EF-17 | EF | 0.33 | [5 empty] | 0.33 | 0.75 | 0.75 | 0.7 | 0.24618 |  | 1 |  | 24.0 | 744 | 672 | 744 | 720 | 744 | 720 | 744 | 744 | 720 | 744 | 720 | 744 | 183.1579 | 165.433 | 183.1579 | 177.2496 | 183.1579 | 177.2496 | 183.1579 | 183.1579 | 177.2496 | 183.1579 | 177.2496 | 183.1579 | 8760 | 2156.5368 | 0.15045
6554 | Ventilation | Exhaust Fan | EF-20 | EF | 0.33 | [5 empty] | 0.33 | 0.75 | 0.75 | 0.7 | 0.24618 |  | 1 |  | 24.0 | 744 | 672 | 744 | 720 | 744 | 720 | 744 | 744 | 720 | 744 | 720 | 744 | 183.1579 | 165.433 | 183.1579 | 177.2496 | 183.1579 | 177.2496 | 183.1579 | 183.1579 | 177.2496 | 183.1579 | 177.2496 | 183.1579 | 8760 | 2156.5368 | 0.15045
6555 | Ventilation | Exhaust Fan | EF-23 | EF | 0.33 | [5 empty] | 0.33 | 0.75 | 0.75 | 0.7 | 0.24618 |  | 1 |  | 24.0 | 744 | 672 | 744 | 720 | 744 | 720 | 744 | 744 | 720 | 744 | 720 | 744 | 183.1579 | 165.433 | 183.1579 | 177.2496 | 183.1579 | 177.2496 | 183.1579 | 183.1579 | 177.2496 | 183.1579 | 177.2496 | 183.1579 | 8760 | 2156.5368 | 0.15045
6556 | Ventilation | Exhaust Fan | EF-24 | EF | 0.33 | [5 empty] | 0.33 | 0.75 | 0.75 | 0.7 | 0.24618 |  | 1 |  | 24.0 | 744 | 672 | 744 | 720 | 744 | 720 | 744 | 744 | 720 | 744 | 720 | 744 | 183.1579 | 165.433 | 183.1579 | 177.2496 | 183.1579 | 177.2496 | 183.1579 | 183.1579 | 177.2496 | 183.1579 | 177.2496 | 183.1579 | 8760 | 2156.5368 | 0.15045
6557 | Ventilation | Exhaust Fan | EF-25 | EF | 0.33 | [5 empty] | 0.33 | 0.75 | 0.75 | 0.7 | 0.24618 |  | 1 |  | 24.0 | 744 | 672 | 744 | 720 | 744 | 720 | 744 | 744 | 720 | 744 | 720 | 744 | 183.1579 | 165.433 | 183.1579 | 177.2496 | 183.1579 | 177.2496 | 183.1579 | 183.1579 | 177.2496 | 183.1579 | 177.2496 | 183.1579 | 8760 | 2156.5368 | 0.15045
6558 | Ventilation | Exhaust Fan | EF-26 | EF | 0.33 | [5 empty] | 0.33 | 0.75 | 0.75 | 0.7 | 0.24618 |  | 1 |  | 24.0 | 744 | 672 | 744 | 720 | 744 | 720 | 744 | 744 | 720 | 744 | 720 | 744 | 183.1579 | 165.433 | 183.1579 | 177.2496 | 183.1579 | 177.2496 | 183.1579 | 183.1579 | 177.2496 | 183.1579 | 177.2496 | 183.1579 | 8760 | 2156.5368 | 0.15045
6559 | Ventilation | Exhaust Fan | EF-27 | EF | 0.33 | [5 empty] | 0.33 | 0.75 | 0.75 | 0.7 | 0.24618 |  | 1 |  | 24.0 | 744 | 672 | 744 | 720 | 744 | 720 | 744 | 744 | 720 | 744 | 720 | 744 | 183.1579 | 165.433 | 183.1579 | 177.2496 | 183.1579 | 177.2496 | 183.1579 | 183.1579 | 177.2496 | 183.1579 | 177.2496 | 183.1579 | 8760 | 2156.5368 | 0.15045
6560 | Ventilation | Exhaust Fan | EF-44 | EF | 0.33 | [5 empty] | 0.33 | 0.75 | 0.75 | 0.7 | 0.24618 |  | 1 |  | 24.0 | 744 | 672 | 744 | 720 | 744 | 720 | 744 | 744 | 720 | 744 | 720 | 744 | 183.1579 | 165.433 | 183.1579 | 177.2496 | 183.1579 | 177.2496 | 183.1579 | 183.1579 | 177.2496 | 183.1579 | 177.2496 | 183.1579 | 8760 | 2156.5368 | 0.15045
6561 | Ventilation | Exhaust Fan | EF-14 | EF | 0.33 | [5 empty] | 0.33 | 0.75 | 0.75 | 0.7 | 0.24618 |  | 1 |  | 24.0 | 744 | 672 | 744 | 720 | 744 | 720 | 744 | 744 | 720 | 744 | 720 | 744 | 183.1579 | 165.433 | 183.1579 | 177.2496 | 183.1579 | 177.2496 | 183.1579 | 183.1579 | 177.2496 | 183.1579 | 177.2496 | 183.1579 | 8760 | 2156.5368 | 0.15178
6562 | Ventilation | Exhaust Fan | EF-15 | EF | 0.33 | [5 empty] | 0.33 | 0.75 | 0.75 | 0.7 | 0.24618 |  | 1 |  | 24.0 | 744 | 672 | 744 | 720 | 744 | 720 | 744 | 744 | 720 | 744 | 720 | 744 | 183.1579 | 165.433 | 183.1579 | 177.2496 | 183.1579 | 177.2496 | 183.1579 | 183.1579 | 177.2496 | 183.1579 | 177.2496 | 183.1579 | 8760 | 2156.5368 | 0.15178
6563 | Ventilation | Exhaust Fan | EF-17 | EF | 0.33 | [5 empty] | 0.33 | 0.75 | 0.75 | 0.7 | 0.24618 |  | 1 |  | 24.0 | 744 | 672 | 744 | 720 | 744 | 720 | 744 | 744 | 720 | 744 | 720 | 744 | 183.1579 | 165.433 | 183.1579 | 177.2496 | 183.1579 | 177.2496 | 183.1579 | 183.1579 | 177.2496 | 183.1579 | 177.2496 | 183.1579 | 8760 | 2156.5368 | 0.15178
6564 | Ventilation | Exhaust Fan | EF-20 | EF | 0.33 | [5 empty] | 0.33 | 0.75 | 0.75 | 0.7 | 0.24618 |  | 1 |  | 24.0 | 744 | 672 | 744 | 720 | 744 | 720 | 744 | 744 | 720 | 744 | 720 | 744 | 183.1579 | 165.433 | 183.1579 | 177.2496 | 183.1579 | 177.2496 | 183.1579 | 183.1579 | 177.2496 | 183.1579 | 177.2496 | 183.1579 | 8760 | 2156.5368 | 0.15178
6565 | Ventilation | Exhaust Fan | EF-23 | EF | 0.33 | [5 empty] | 0.33 | 0.75 | 0.75 | 0.7 | 0.24618 |  | 1 |  | 24.0 | 744 | 672 | 744 | 720 | 744 | 720 | 744 | 744 | 720 | 744 | 720 | 744 | 183.1579 | 165.433 | 183.1579 | 177.2496 | 183.1579 | 177.2496 | 183.1579 | 183.1579 | 177.2496 | 183.1579 | 177.2496 | 183.1579 | 8760 | 2156.5368 | 0.15178
6566 | Ventilation | Exhaust Fan | EF-24 | EF | 0.33 | [5 empty] | 0.33 | 0.75 | 0.75 | 0.7 | 0.24618 |  | 1 |  | 24.0 | 744 | 672 | 744 | 720 | 744 | 720 | 744 | 744 | 720 | 744 | 720 | 744 | 183.1579 | 165.433 | 183.1579 | 177.2496 | 183.1579 | 177.2496 | 183.1579 | 183.1579 | 177.2496 | 183.1579 | 177.2496 | 183.1579 | 8760 | 2156.5368 | 0.15178
6567 | Ventilation | Exhaust Fan | EF-25 | EF | 0.33 | [5 empty] | 0.33 | 0.75 | 0.75 | 0.7 | 0.24618 |  | 1 |  | 24.0 | 744 | 672 | 744 | 720 | 744 | 720 | 744 | 744 | 720 | 744 | 720 | 744 | 183.1579 | 165.433 | 183.1579 | 177.2496 | 183.1579 | 177.2496 | 183.1579 | 183.1579 | 177.2496 | 183.1579 | 177.2496 | 183.1579 | 8760 | 2156.5368 | 0.15178
6568 | Ventilation | Exhaust Fan | EF-26 | EF | 0.33 | [5 empty] | 0.33 | 0.75 | 0.75 | 0.7 | 0.24618 |  | 1 |  | 24.0 | 744 | 672 | 744 | 720 | 744 | 720 | 744 | 744 | 720 | 744 | 720 | 744 | 183.1579 | 165.433 | 183.1579 | 177.2496 | 183.1579 | 177.2496 | 183.1579 | 183.1579 | 177.2496 | 183.1579 | 177.2496 | 183.1579 | 8760 | 2156.5368 | 0.15178
6569 | Ventilation | Exhaust Fan | EF-27 | EF | 0.33 | [5 empty] | 0.33 | 0.75 | 0.75 | 0.7 | 0.24618 |  | 1 |  | 24.0 | 744 | 672 | 744 | 720 | 744 | 720 | 744 | 744 | 720 | 744 | 720 | 744 | 183.1579 | 165.433 | 183.1579 | 177.2496 | 183.1579 | 177.2496 | 183.1579 | 183.1579 | 177.2496 | 183.1579 | 177.2496 | 183.1579 | 8760 | 2156.5368 | 0.15178
6570 | Ventilation | Exhaust Fan | EF-44 | EF | 0.33 | [5 empty] | 0.33 | 0.75 | 0.75 | 0.7 | 0.24618 |  | 1 |  | 24.0 | 744 | 672 | 744 | 720 | 744 | 720 | 744 | 744 | 720 | 744 | 720 | 744 | 183.1579 | 165.433 | 183.1579 | 177.2496 | 183.1579 | 177.2496 | 183.1579 | 183.1579 | 177.2496 | 183.1579 | 177.2496 | 183.1579 | 8760 | 2156.5368 | 0.15178
6571 | Ventilation | AHU-B05 EF B05B (Stage 1) | EAX-B05B(1) | Uniform | 0.33 | [5 empty] | 0.33 | 0.75 | 0.75 | 0.7 | 0.24618 |  | 1 | All Day | 24.0 | 744 | 672 | 744 | 720 | 744 | 720 | 744 | 744 | 720 | 744 | 720 | 744 | 183.1579 | 165.433 | 183.1579 | 177.2496 | 183.1579 | 177.2496 | 183.1579 | 183.1579 | 177.2496 | 183.1579 | 177.2496 | 183.1579 | 8760 | 2156.5368 | 0.043158
6572 | Ventilation | Exhaust Fan | F-9 | Uniform | 0.33 | [5 empty] | 0.33 | 0.75 | 0.75 | 0.7 | 0.24618 |  | 1 | All Day | 24.0 | 744 | 672 | 744 | 720 | 744 | 720 | 744 | 744 | 720 | 744 | 720 | 744 | 183.1579 | 165.433 | 183.1579 | 177.2496 | 183.1579 | 177.2496 | 183.1579 | 183.1579 | 177.2496 | 183.1579 | 177.2496 | 183.1579 | 8760 | 2156.5368 | 0.070657
6573 | Ventilation | Penn Domex CB-18 | EF04 | Uniform | 0.33 | [5 empty] | 0.33 | 0.75 | 0.75 | 0.7 | 0.24618 |  | 1 |  | 17.0 | 527 | 476 | 527 | 510 | 527 | 510 | 527 | 527 | 510 | 527 | 510 | 527 | 129.7369 | 117.1817 | 129.7369 | 125.5518 | 129.7369 | 125.5518 | 129.7369 | 129.7369 | 125.5518 | 129.7369 | 125.5518 | 129.7369 | 6205 | 1527.5469 | 0.50949
6574 | Ventilation | Penn Fumex 14B | EF05 | Uniform | 0.33 | [5 empty] | 0.33 | 0.75 | 0.75 | 0.7 | 0.24618 |  | 1 |  | 17.0 | 527 | 476 | 527 | 510 | 527 | 510 | 527 | 527 | 510 | 527 | 510 | 527 | 129.7369 | 117.1817 | 129.7369 | 125.5518 | 129.7369 | 125.5518 | 129.7369 | 129.7369 | 125.5518 | 129.7369 | 125.5518 | 129.7369 | 6205 | 1527.5469 | 0.50949
6575 | Ventilation | Exhaust Fan | RTU-1 | Uniform | 0.33 | [5 empty] | 0.33 | 0.75 | 0.75 | 0.7 | 0.24618 |  | 1 | Admin -RTU | 11.0 | 341 | 308 | 341 | 330 | 341 | 330 | 341 | 341 | 330 | 341 | 330 | 341 | 83.9474 | 75.8234 | 83.9474 | 81.2394 | 83.9474 | 81.2394 | 83.9474 | 83.9474 | 81.2394 | 83.9474 | 81.2394 | 83.9474 | 4015 | 988.4127 | 0.12217
6576 | Ventilation | Exhaust Fan | RTU-3 | Uniform | 0.33 | [5 empty] | 0.33 | 0.75 | 0.75 | 0.7 | 0.24618 |  | 1 | Admin -RTU | 11.0 | 341 | 308 | 341 | 330 | 341 | 330 | 341 | 341 | 330 | 341 | 330 | 341 | 83.9474 | 75.8234 | 83.9474 | 81.2394 | 83.9474 | 81.2394 | 83.9474 | 83.9474 | 81.2394 | 83.9474 | 81.2394 | 83.9474 | 4015 | 988.4127 | 0.12217
6577 | Ventilation | Exhaust Fan | RTU-4 | Uniform | 0.33 | [5 empty] | 0.33 | 0.75 | 0.75 | 0.7 | 0.24618 |  | 1 | Admin -RTU | 11.0 | 341 | 308 | 341 | 330 | 341 | 330 | 341 | 341 | 330 | 341 | 330 | 341 | 83.9474 | 75.8234 | 83.9474 | 81.2394 | 83.9474 | 81.2394 | 83.9474 | 83.9474 | 81.2394 | 83.9474 | 81.2394 | 83.9474 | 4015 | 988.4127 | 0.12217
6578 | Ventilation | Sky Master EC36 - Relief Air Exhaust | RA-1 | Uniform | 0.33 | [5 empty] | 0.33 | 0.75 | 0.75 | 0.7 | 0.24618 |  | 0.1 |  | 24.0 | 74.4 | 67.2 | 74.4 | 72 | 74.4 | 72 | 74.4 | 74.4 | 72 | 74.4 | 72 | 74.4 | 18.3158 | 16.5433 | 18.3158 | 17.725 | 18.3158 | 17.725 | 18.3158 | 18.3158 | 17.725 | 18.3158 | 17.725 | 18.3158 | 876 | 215.6537 | 0.071927
6579 | Ventilation | Sky Master EC36 - Relief Air Exhaust | RA-2 | Uniform | 0.33 | [5 empty] | 0.33 | 0.75 | 0.75 | 0.7 | 0.24618 |  | 0.1 |  | 24.0 | 74.4 | 67.2 | 74.4 | 72 | 74.4 | 72 | 74.4 | 74.4 | 72 | 74.4 | 72 | 74.4 | 18.3158 | 16.5433 | 18.3158 | 17.725 | 18.3158 | 17.725 | 18.3158 | 18.3158 | 17.725 | 18.3158 | 17.725 | 18.3158 | 876 | 215.6537 | 0.071927
6580 | Ventilation | Supply Fan | SF-1 | Uniform | 0.33 | [5 empty] | 0.33 | 0.75 | 0.75 | 0.7 | 0.24618 |  | 0.2 | All Day | 24.0 | 148.8 | 134.4 | 148.8 | 144 | 148.8 | 144 | 148.8 | 148.8 | 144 | 148.8 | 144 | 148.8 | 36.6316 | 33.0866 | 36.6316 | 35.4499 | 36.6316 | 35.4499 | 36.6316 | 36.6316 | 35.4499 | 36.6316 | 35.4499 | 36.6316 | 1752 | 431.3074 | 0.039978
6581 | Ventilation | Exhaust Fan | FNE013-VTC | Uniform | 0.33 | [5 empty] | 0.33 | 0.75 | 0.75 | 0.7 | 0.24618 |  | 0.2 | All Day | 24.0 | 148.8 | 134.4 | 148.8 | 144 | 148.8 | 144 | 148.8 | 148.8 | 144 | 148.8 | 144 | 148.8 | 36.6316 | 33.0866 | 36.6316 | 35.4499 | 36.6316 | 35.4499 | 36.6316 | 36.6316 | 35.4499 | 36.6316 | 35.4499 | 36.6316 | 1752 | 431.3074 | 0.024137
6582 | Ventilation | Exhaust Fan | FNE501-VTC | Uniform | 0.33 | [5 empty] | 0.33 | 0.75 | 0.75 | 0.7 | 0.24618 |  | 0.3 | Bay Hours | 16.0 | 148.8 | 134.4 | 148.8 | 144 | 148.8 | 144 | 148.8 | 148.8 | 144 | 148.8 | 144 | 148.8 | 36.6316 | 33.0866 | 36.6316 | 35.4499 | 36.6316 | 35.4499 | 36.6316 | 36.6316 | 35.4499 | 36.6316 | 35.4499 | 36.6316 | 1752 | 431.3074 | 0.024137
6583 | Ventilation | Exhaust Fan | RTU-2 | Uniform | 0.33 | [5 empty] | 0.33 | 0.75 | 0.75 | 0.7 | 0.24618 |  | 1 | Admin-RTU-2 | 10.0 | 310 | 280 | 310 | 300 | 310 | 300 | 310 | 310 | 300 | 310 | 300 | 310 | 76.3158 | 68.9304 | 76.3158 | 73.854 | 76.3158 | 73.854 | 76.3158 | 76.3158 | 73.854 | 76.3158 | 73.854 | 76.3158 | 3650 | 898.557 | 0.11107
6584 | Ventilation | AH3 Combustion Fan |  | Heating 1 | 0.33 | [5 empty] | 0.33 | 0.75 | 0.75 | 0.7 | 0.24618 |  | 1 | AHU-2/3/4/6 | 20.0 | 620 | 560 | 465 | 300 | 248 | 120 | 15.5 | 15.5 | 15 | 124 | 240 | 434 | 152.6316 | 137.8608 | 114.4737 | 73.854 | 61.0526 | 29.5416 | 3.8158 | 3.8158 | 3.6927 | 30.5263 | 59.0832 | 106.8421 | 3157 | 777.1903 | 0.044755
6585 | Ventilation | AH4 Combustion Fan |  | Heating 1 | 0.33 | [5 empty] | 0.33 | 0.75 | 0.75 | 0.7 | 0.24618 |  | 1 | AHU-2/3/4/6 | 20.0 | 620 | 560 | 465 | 300 | 248 | 120 | 15.5 | 15.5 | 15 | 124 | 240 | 434 | 152.6316 | 137.8608 | 114.4737 | 73.854 | 61.0526 | 29.5416 | 3.8158 | 3.8158 | 3.6927 | 30.5263 | 59.0832 | 106.8421 | 3157 | 777.1903 | 0.044755
6586 | AC system | RTU Cond Fan | RTU2 | Cooling 1 | 0.33 | [5 empty] | 0.33 | 0.75 | 0.75 | 0.7 | 0.24618 |  | 0.4 | RTU-2 | 10.0 | 0 | 0 | 0 | 0 | 86.8 | 120 | 124 | 124 | 96 | 37.2 | 12 | 0 | 0 | 0 | 0 | 0 | 21.3684 | 29.5416 | 30.5263 | 30.5263 | 23.6333 | 9.1579 | 2.9542 | 0 | 600 | 147.708 | 0.04891
6587 | AC system | Condenser Fan | AC-4 | Cooling 1 | 0.33 | [5 empty] | 0.33 | 0.75 | 0.75 | 0.7 | 0.24618 |  | 0.3 | ACs | 15.5 | 0 | 0 | 0 | 0 | 72.075 | 139.5 | 144.15 | 144.15 | 69.75 | 0 | 0 | 0 | 0 | 0 | 0 | 0 | 17.7434 | 34.3421 | 35.4868 | 35.4868 | 17.1711 | 0 | 0 | 0 | 569.625 | 140.2303 | 0.060913
6588 | AC system | Condenser Fan | AC-5 | Cooling 1 | 0.33 | [5 empty] | 0.33 | 0.75 | 0.75 | 0.7 | 0.24618 |  | 0.3 | ACs | 15.5 | 0 | 0 | 0 | 0 | 72.075 | 139.5 | 144.15 | 144.15 | 69.75 | 0 | 0 | 0 | 0 | 0 | 0 | 0 | 17.7434 | 34.3421 | 35.4868 | 35.4868 | 17.1711 | 0 | 0 | 0 | 569.625 | 140.2303 | 0.060913
6589 | Ventilation | Exhaust Fan | FNE017-VTC | Uniform | 0.33 | [5 empty] | 0.33 | 0.75 | 0.75 | 0.7 | 0.24618 |  | 1 | Bay Hours | 16.0 | 496 | 448 | 496 | 480 | 496 | 480 | 496 | 496 | 480 | 496 | 480 | 496 | 122.1053 | 110.2886 | 122.1053 | 118.1664 | 122.1053 | 118.1664 | 122.1053 | 122.1053 | 118.1664 | 122.1053 | 118.1664 | 122.1053 | 5840 | 1437.6912 | 0.080457
6590 | Ventilation | Exhaust Fan | FNE029-VTC | Uniform | 0.33 | [5 empty] | 0.33 | 0.75 | 0.75 | 0.7 | 0.24618 |  | 1 | Bay Hours | 16.0 | 496 | 448 | 496 | 480 | 496 | 480 | 496 | 496 | 480 | 496 | 480 | 496 | 122.1053 | 110.2886 | 122.1053 | 118.1664 | 122.1053 | 118.1664 | 122.1053 | 122.1053 | 118.1664 | 122.1053 | 118.1664 | 122.1053 | 5840 | 1437.6912 | 0.080457
6591 | Ventilation | Exhaust Fan | FNE030-VTC | Uniform | 0.33 | [5 empty] | 0.33 | 0.75 | 0.75 | 0.7 | 0.24618 |  | 1 | Bay Hours | 16.0 | 496 | 448 | 496 | 480 | 496 | 480 | 496 | 496 | 480 | 496 | 480 | 496 | 122.1053 | 110.2886 | 122.1053 | 118.1664 | 122.1053 | 118.1664 | 122.1053 | 122.1053 | 118.1664 | 122.1053 | 118.1664 | 122.1053 | 5840 | 1437.6912 | 0.080457
6592 | Ventilation | Exhaust Fan | FNE041-VTC | Uniform | 0.33 | [5 empty] | 0.33 | 0.75 | 0.75 | 0.7 | 0.24618 |  | 1 | Bay Hours | 16.0 | 496 | 448 | 496 | 480 | 496 | 480 | 496 | 496 | 480 | 496 | 480 | 496 | 122.1053 | 110.2886 | 122.1053 | 118.1664 | 122.1053 | 118.1664 | 122.1053 | 122.1053 | 118.1664 | 122.1053 | 118.1664 | 122.1053 | 5840 | 1437.6912 | 0.080457
6593 | Ventilation | Exhaust Fan | FNE048-VTC | Uniform | 0.33 | [5 empty] | 0.33 | 0.75 | 0.75 | 0.7 | 0.24618 |  | 1 | Bay Hours | 16.0 | 496 | 448 | 496 | 480 | 496 | 480 | 496 | 496 | 480 | 496 | 480 | 496 | 122.1053 | 110.2886 | 122.1053 | 118.1664 | 122.1053 | 118.1664 | 122.1053 | 122.1053 | 118.1664 | 122.1053 | 118.1664 | 122.1053 | 5840 | 1437.6912 | 0.080457
6594 | Ventilation | Supply Fan | FC 4 | Uniform | 0.33 | [5 empty] | 0.33 | 0.75 | 0.75 | 0.7 | 0.24618 |  | 1 | Ventilation | 15.5 | 480.5 | 434 | 480.5 | 465 | 480.5 | 465 | 480.5 | 480.5 | 465 | 480.5 | 465 | 480.5 | 118.2895 | 106.8421 | 118.2895 | 114.4737 | 118.2895 | 114.4737 | 118.2895 | 118.2895 | 114.4737 | 118.2895 | 114.4737 | 118.2895 | 5657.5 | 1392.7633 | 1.6434
6595 | Ventilation | Supply Fan | FC 3 | Uniform | 0.33 | [5 empty] | 0.33 | 0.75 | 0.75 | 0.7 | 0.24618 |  | 1 | Ventilation | 15.5 | 480.5 | 434 | 480.5 | 465 | 480.5 | 465 | 480.5 | 480.5 | 465 | 480.5 | 465 | 480.5 | 118.2895 | 106.8421 | 118.2895 | 114.4737 | 118.2895 | 114.4737 | 118.2895 | 118.2895 | 114.4737 | 118.2895 | 114.4737 | 118.2895 | 5657.5 | 1392.7633 | 1.6434
6596 | Ventilation | Supply Fan | FC 2 | Uniform | 0.33 | [5 empty] | 0.33 | 0.75 | 0.75 | 0.7 | 0.24618 |  | 1 | Ventilation | 15.5 | 480.5 | 434 | 480.5 | 465 | 480.5 | 465 | 480.5 | 480.5 | 465 | 480.5 | 465 | 480.5 | 118.2895 | 106.8421 | 118.2895 | 114.4737 | 118.2895 | 114.4737 | 118.2895 | 118.2895 | 114.4737 | 118.2895 | 114.4737 | 118.2895 | 5657.5 | 1392.7633 | 1.6434
6597 | Ventilation | EF | EF11 | Uniform | 0.33 | [5 empty] | 0.33 | 0.75 | 0.75 | 0.7 | 0.24618 |  | 1 | Occupied | 16.75 | 519.25 | 469 | 519.25 | 502.5 | 519.25 | 502.5 | 519.25 | 519.25 | 502.5 | 519.25 | 502.5 | 519.25 | 127.829 | 115.4584 | 127.829 | 123.7054 | 127.829 | 123.7054 | 127.829 | 127.829 | 123.7054 | 127.829 | 123.7054 | 127.829 | 6113.75 | 1505.083 | 0.16096
6598 | Ventilation | EF | EF12 | Uniform | 0.33 | [5 empty] | 0.33 | 0.75 | 0.75 | 0.7 | 0.24618 |  | 1 | Occupied | 16.75 | 519.25 | 469 | 519.25 | 502.5 | 519.25 | 502.5 | 519.25 | 519.25 | 502.5 | 519.25 | 502.5 | 519.25 | 127.829 | 115.4584 | 127.829 | 123.7054 | 127.829 | 123.7054 | 127.829 | 127.829 | 123.7054 | 127.829 | 123.7054 | 127.829 | 6113.75 | 1505.083 | 0.16096
6599 | Ventilation | EF | EF18 | Uniform | 0.33 | [5 empty] | 0.33 | 0.75 | 0.75 | 0.7 | 0.24618 |  | 1 | Occupied | 16.75 | 519.25 | 469 | 519.25 | 502.5 | 519.25 | 502.5 | 519.25 | 519.25 | 502.5 | 519.25 | 502.5 | 519.25 | 127.829 | 115.4584 | 127.829 | 123.7054 | 127.829 | 123.7054 | 127.829 | 127.829 | 123.7054 | 127.829 | 123.7054 | 127.829 | 6113.75 | 1505.083 | 0.16096
6600 | Ventilation | EF | EF24 | Uniform | 0.33 | [5 empty] | 0.33 | 0.75 | 0.75 | 0.7 | 0.24618 |  | 1 | Occupied | 16.75 | 519.25 | 469 | 519.25 | 502.5 | 519.25 | 502.5 | 519.25 | 519.25 | 502.5 | 519.25 | 502.5 | 519.25 | 127.829 | 115.4584 | 127.829 | 123.7054 | 127.829 | 123.7054 | 127.829 | 127.829 | 123.7054 | 127.829 | 123.7054 | 127.829 | 6113.75 | 1505.083 | 0.16096
6601 | Ventilation | EF | EF11 | Uniform | 0.33 | [5 empty] | 0.33 | 0.75 | 0.75 | 0.7 | 0.24618 |  | 1 | Occupied | 16.75 | 519.25 | 469 | 519.25 | 502.5 | 519.25 | 502.5 | 519.25 | 519.25 | 502.5 | 519.25 | 502.5 | 519.25 | 127.829 | 115.4584 | 127.829 | 123.7054 | 127.829 | 123.7054 | 127.829 | 127.829 | 123.7054 | 127.829 | 123.7054 | 127.829 | 6113.75 | 1505.083 | 0.14624
6602 | Ventilation | EF | EF12 | Uniform | 0.33 | [5 empty] | 0.33 | 0.75 | 0.75 | 0.7 | 0.24618 |  | 1 | Occupied | 16.75 | 519.25 | 469 | 519.25 | 502.5 | 519.25 | 502.5 | 519.25 | 519.25 | 502.5 | 519.25 | 502.5 | 519.25 | 127.829 | 115.4584 | 127.829 | 123.7054 | 127.829 | 123.7054 | 127.829 | 127.829 | 123.7054 | 127.829 | 123.7054 | 127.829 | 6113.75 | 1505.083 | 0.14624
6603 | Ventilation | EF | EF18 | Uniform | 0.33 | [5 empty] | 0.33 | 0.75 | 0.75 | 0.7 | 0.24618 |  | 1 | Occupied | 16.75 | 519.25 | 469 | 519.25 | 502.5 | 519.25 | 502.5 | 519.25 | 519.25 | 502.5 | 519.25 | 502.5 | 519.25 | 127.829 | 115.4584 | 127.829 | 123.7054 | 127.829 | 123.7054 | 127.829 | 127.829 | 123.7054 | 127.829 | 123.7054 | 127.829 | 6113.75 | 1505.083 | 0.14624
6604 | Ventilation | EF | EF24 | Uniform | 0.33 | [5 empty] | 0.33 | 0.75 | 0.75 | 0.7 | 0.24618 |  | 1 | Occupied | 16.75 | 519.25 | 469 | 519.25 | 502.5 | 519.25 | 502.5 | 519.25 | 519.25 | 502.5 | 519.25 | 502.5 | 519.25 | 127.829 | 115.4584 | 127.829 | 123.7054 | 127.829 | 123.7054 | 127.829 | 127.829 | 123.7054 | 127.829 | 123.7054 | 127.829 | 6113.75 | 1505.083 | 0.14624
6605 | AC System | Condenser Fan | RTU-5 | Cooling 1 | 0.33 | [5 empty] | 0.33 | 0.75 | 0.75 | 0.7 | 0.24618 |  | 0.3 | Admin-RTU-5 | 11.214285714285700 | 0 | 0 | 0 | 0 | 52.1464 | 70.65 | 104.2929 | 73.005 | 50.4643 | 0 | 0 | 0 | 0 | 0 | 0 | 0 | 12.8374 | 17.3926 | 25.6748 | 17.9724 | 12.4233 | 0 | 0 | 0 | 350.5586 | 86.3005 | 0.010667
6606 | Pump | CHW Pump | P-403 | Cooling 1 | 0.33 | [5 empty] | 0.33 | 0.75 | 0.75 | 0.7 | 0.24618 |  | 1 | AHU-403/4 | 10.071428571428600 | 0 | 0 | 0 | 60.4286 | 187.3286 | 241.7143 | 312.2143 | 312.2143 | 211.5 | 31.2214 | 0 | 0 | 0 | 0 | 0 | 14.8763 | 46.1165 | 59.5052 | 76.8609 | 76.8609 | 52.0671 | 7.6861 | 0 | 0 | 1356.6214 | 333.9731 | 0.0066837
6607 | Pump | CHW Pump | P-404 | Cooling 1 | 0.33 | [5 empty] | 0.33 | 0.75 | 0.75 | 0.7 | 0.24618 |  | 1 | AHU-403/4 | 10.071428571428600 | 0 | 0 | 0 | 60.4286 | 187.3286 | 241.7143 | 312.2143 | 312.2143 | 211.5 | 31.2214 | 0 | 0 | 0 | 0 | 0 | 14.8763 | 46.1165 | 59.5052 | 76.8609 | 76.8609 | 52.0671 | 7.6861 | 0 | 0 | 1356.6214 | 333.9731 | 0.0066837
6608 | Pump | CHW Pump | P-402 | Cooling 1 | 0.33 | [5 empty] | 0.33 | 0.75 | 0.75 | 0.7 | 0.24618 |  | 1 | AHU-402 | 16.428571428571400 | 0 | 0 | 0 | 98.5714 | 305.5714 | 394.2857 | 509.2857 | 509.2857 | 345 | 50.9286 | 0 | 0 | 0 | 0 | 0 | 24.2663 | 75.2256 | 97.0653 | 125.376 | 125.376 | 84.9321 | 12.5376 | 0 | 0 | 2212.9286 | 544.7788 | 0.010902
6609 | Ventilation | Exhaust Fan | FNE025-VTC | Cooling 1 | 0.33 | [5 empty] | 0.33 | 0.75 | 0.75 | 0.7 | 0.24618 |  | 0.5 | All Day | 24.0 | 0 | 0 | 3.72 | 18 | 37.2 | 72 | 186 | 186 | 108 | 3.72 | 0 | 0 | 0 | 0 | 0.91579 | 4.4312 | 9.1579 | 17.725 | 45.7895 | 45.7895 | 26.5874 | 0.91579 | 0 | 0 | 614.64 | 151.3121 | 0.0084678
6610 | Ventilation | Fan Coil Unit | FC-1 | School Year | 0.33 |  | 1 |  |  |  | 0.33 | 0.75 | 0.75 | 0.67 | 0.24618 |  | 1 | AHU-1 (from Audit) | 7.857142857142860 | 219.2143 | 220 | 194.8571 | 212.1429 | 170.5 | 212.1429 | 109.6071 | 109.6071 | 212.1429 | 243.5714 | 235.7143 | 243.5714 | 53.9662 | 54.1596 | 47.9699 | 52.2253 | 41.9737 | 52.2253 | 26.9831 | 26.9831 | 52.2253 | 59.9624 | 58.0281 | 59.9624 | 2383.0714 | 586.6645 | 0.91274
6611 | Ventilation | Fan Coil Unit | FC-2 | School Year | 0.33 |  | 1 |  |  |  | 0.33 | 0.75 | 0.75 | 0.67 | 0.24618 |  | 1 | AHU-1 (from Audit) | 7.857142857142860 | 219.2143 | 220 | 194.8571 | 212.1429 | 170.5 | 212.1429 | 109.6071 | 109.6071 | 212.1429 | 243.5714 | 235.7143 | 243.5714 | 53.9662 | 54.1596 | 47.9699 | 52.2253 | 41.9737 | 52.2253 | 26.9831 | 26.9831 | 52.2253 | 59.9624 | 58.0281 | 59.9624 | 2383.0714 | 586.6645 | 0.91274
6612 | Ventilation | Fan Coil Unit | FC-3 | School Year | 0.33 |  | 1 |  |  |  | 0.33 | 0.75 | 0.75 | 0.67 | 0.24618 |  | 1 | AHU-1 (from Audit) | 7.857142857142860 | 219.2143 | 220 | 194.8571 | 212.1429 | 170.5 | 212.1429 | 109.6071 | 109.6071 | 212.1429 | 243.5714 | 235.7143 | 243.5714 | 53.9662 | 54.1596 | 47.9699 | 52.2253 | 41.9737 | 52.2253 | 26.9831 | 26.9831 | 52.2253 | 59.9624 | 58.0281 | 59.9624 | 2383.0714 | 586.6645 | 0.91274
6613 | Ventilation | Fan Coil Unit | FC-4 | School Year | 0.33 |  | 1 |  |  |  | 0.33 | 0.75 | 0.75 | 0.67 | 0.24618 |  | 1 | AHU-1 (from Audit) | 7.857142857142860 | 219.2143 | 220 | 194.8571 | 212.1429 | 170.5 | 212.1429 | 109.6071 | 109.6071 | 212.1429 | 243.5714 | 235.7143 | 243.5714 | 53.9662 | 54.1596 | 47.9699 | 52.2253 | 41.9737 | 52.2253 | 26.9831 | 26.9831 | 52.2253 | 59.9624 | 58.0281 | 59.9624 | 2383.0714 | 586.6645 | 0.91274
6614 | Ventilation | Fan Coil Unit | FC-5 | School Year | 0.33 |  | 1 |  |  |  | 0.33 | 0.75 | 0.75 | 0.67 | 0.24618 |  | 1 | AHU-1 (from Audit) | 7.857142857142860 | 219.2143 | 220 | 194.8571 | 212.1429 | 170.5 | 212.1429 | 109.6071 | 109.6071 | 212.1429 | 243.5714 | 235.7143 | 243.5714 | 53.9662 | 54.1596 | 47.9699 | 52.2253 | 41.9737 | 52.2253 | 26.9831 | 26.9831 | 52.2253 | 59.9624 | 58.0281 | 59.9624 | 2383.0714 | 586.6645 | 0.91274
6615 | Ventilation | Fan Coil Unit | FC-6 | School Year | 0.33 |  | 1 |  |  |  | 0.33 | 0.75 | 0.75 | 0.67 | 0.24618 |  | 1 | AHU-1 (from Audit) | 7.857142857142860 | 219.2143 | 220 | 194.8571 | 212.1429 | 170.5 | 212.1429 | 109.6071 | 109.6071 | 212.1429 | 243.5714 | 235.7143 | 243.5714 | 53.9662 | 54.1596 | 47.9699 | 52.2253 | 41.9737 | 52.2253 | 26.9831 | 26.9831 | 52.2253 | 59.9624 | 58.0281 | 59.9624 | 2383.0714 | 586.6645 | 0.91274
6616 | Ventilation | Fan Coil Unit | FC-8 | School Year | 0.33 |  | 1 |  |  |  | 0.33 | 0.75 | 0.75 | 0.67 | 0.24618 |  | 1 | AHU-1 (from Audit) | 7.857142857142860 | 219.2143 | 220 | 194.8571 | 212.1429 | 170.5 | 212.1429 | 109.6071 | 109.6071 | 212.1429 | 243.5714 | 235.7143 | 243.5714 | 53.9662 | 54.1596 | 47.9699 | 52.2253 | 41.9737 | 52.2253 | 26.9831 | 26.9831 | 52.2253 | 59.9624 | 58.0281 | 59.9624 | 2383.0714 | 586.6645 | 0.91274
6617 | Ventilation | Fan Coil Unit | FC-9 | School Year | 0.33 |  | 1 |  |  |  | 0.33 | 0.75 | 0.75 | 0.67 | 0.24618 |  | 1 | AHU-1 (from Audit) | 7.857142857142860 | 219.2143 | 220 | 194.8571 | 212.1429 | 170.5 | 212.1429 | 109.6071 | 109.6071 | 212.1429 | 243.5714 | 235.7143 | 243.5714 | 53.9662 | 54.1596 | 47.9699 | 52.2253 | 41.9737 | 52.2253 | 26.9831 | 26.9831 | 52.2253 | 59.9624 | 58.0281 | 59.9624 | 2383.0714 | 586.6645 | 0.91274
6618 | Ventilation | Fan Coil Unit | FC-10 | School Year | 0.33 |  | 1 |  |  |  | 0.33 | 0.75 | 0.75 | 0.67 | 0.24618 |  | 1 | AHU-1 (from Audit) | 7.857142857142860 | 219.2143 | 220 | 194.8571 | 212.1429 | 170.5 | 212.1429 | 109.6071 | 109.6071 | 212.1429 | 243.5714 | 235.7143 | 243.5714 | 53.9662 | 54.1596 | 47.9699 | 52.2253 | 41.9737 | 52.2253 | 26.9831 | 26.9831 | 52.2253 | 59.9624 | 58.0281 | 59.9624 | 2383.0714 | 586.6645 | 0.91274
6619 | Ventilation | Fan Coil Unit | FC-11 | School Year | 0.33 |  | 1 |  |  |  | 0.33 | 0.75 | 0.75 | 0.67 | 0.24618 |  | 1 | AHU-1 (from Audit) | 7.857142857142860 | 219.2143 | 220 | 194.8571 | 212.1429 | 170.5 | 212.1429 | 109.6071 | 109.6071 | 212.1429 | 243.5714 | 235.7143 | 243.5714 | 53.9662 | 54.1596 | 47.9699 | 52.2253 | 41.9737 | 52.2253 | 26.9831 | 26.9831 | 52.2253 | 59.9624 | 58.0281 | 59.9624 | 2383.0714 | 586.6645 | 0.91274
6620 | Ventilation | Fan Coil Unit | FC-12 | School Year | 0.33 |  | 1 |  |  |  | 0.33 | 0.75 | 0.75 | 0.67 | 0.24618 |  | 1 | AHU-1 (from Audit) | 7.857142857142860 | 219.2143 | 220 | 194.8571 | 212.1429 | 170.5 | 212.1429 | 109.6071 | 109.6071 | 212.1429 | 243.5714 | 235.7143 | 243.5714 | 53.9662 | 54.1596 | 47.9699 | 52.2253 | 41.9737 | 52.2253 | 26.9831 | 26.9831 | 52.2253 | 59.9624 | 58.0281 | 59.9624 | 2383.0714 | 586.6645 | 0.91274
6621 | Ventilation | Fan Coil Unit | FC-13 | School Year | 0.33 |  | 1 |  |  |  | 0.33 | 0.75 | 0.75 | 0.67 | 0.24618 |  | 1 | AHU-1 (from Audit) | 7.857142857142860 | 219.2143 | 220 | 194.8571 | 212.1429 | 170.5 | 212.1429 | 109.6071 | 109.6071 | 212.1429 | 243.5714 | 235.7143 | 243.5714 | 53.9662 | 54.1596 | 47.9699 | 52.2253 | 41.9737 | 52.2253 | 26.9831 | 26.9831 | 52.2253 | 59.9624 | 58.0281 | 59.9624 | 2383.0714 | 586.6645 | 0.91274
6622 | Ventilation | Fan Coil Unit | FC-14 | School Year | 0.33 |  | 1 |  |  |  | 0.33 | 0.75 | 0.75 | 0.67 | 0.24618 |  | 1 | AHU-1 (from Audit) | 7.857142857142860 | 219.2143 | 220 | 194.8571 | 212.1429 | 170.5 | 212.1429 | 109.6071 | 109.6071 | 212.1429 | 243.5714 | 235.7143 | 243.5714 | 53.9662 | 54.1596 | 47.9699 | 52.2253 | 41.9737 | 52.2253 | 26.9831 | 26.9831 | 52.2253 | 59.9624 | 58.0281 | 59.9624 | 2383.0714 | 586.6645 | 0.91274
6623 | Ventilation | Fan Coil Unit | FC-16 | School Year | 0.33 |  | 1 |  |  |  | 0.33 | 0.75 | 0.75 | 0.67 | 0.24618 |  | 1 | AHU-1 (from Audit) | 7.857142857142860 | 219.2143 | 220 | 194.8571 | 212.1429 | 170.5 | 212.1429 | 109.6071 | 109.6071 | 212.1429 | 243.5714 | 235.7143 | 243.5714 | 53.9662 | 54.1596 | 47.9699 | 52.2253 | 41.9737 | 52.2253 | 26.9831 | 26.9831 | 52.2253 | 59.9624 | 58.0281 | 59.9624 | 2383.0714 | 586.6645 | 0.91274
6624 | Ventilation | Fan Coil Unit | FC-17 | School Year | 0.33 |  | 1 |  |  |  | 0.33 | 0.75 | 0.75 | 0.67 | 0.24618 |  | 1 | AHU-1 (from Audit) | 7.857142857142860 | 219.2143 | 220 | 194.8571 | 212.1429 | 170.5 | 212.1429 | 109.6071 | 109.6071 | 212.1429 | 243.5714 | 235.7143 | 243.5714 | 53.9662 | 54.1596 | 47.9699 | 52.2253 | 41.9737 | 52.2253 | 26.9831 | 26.9831 | 52.2253 | 59.9624 | 58.0281 | 59.9624 | 2383.0714 | 586.6645 | 0.91274
6625 | Pump | CD CHW Pump | P-B06B | Cooling 1 | 0.33 | [5 empty] | 0.33 | 0.75 | 0.75 | 0.7 | 0.24618 |  | 1 | All Day | 24.0 | 0 | 0 | 0 | 144 | 446.4 | 576 | 744 | 744 | 504 | 74.4 | 0 | 0 | 0 | 0 | 0 | 35.4499 | 109.8948 | 141.7997 | 183.1579 | 183.1579 | 124.0747 | 18.3158 | 0 | 0 | 3232.8 | 795.8507 | 0.015927
6626 | Pump | CHW Pump |  | Cooling 1 | 0.33 | [5 empty] | 0.33 | 0.75 | 0.75 | 0.7 | 0.24618 |  | 1 | All Day | 24.0 | 0 | 0 | 0 | 144 | 446.4 | 576 | 744 | 744 | 504 | 74.4 | 0 | 0 | 0 | 0 | 0 | 35.4499 | 109.8948 | 141.7997 | 183.1579 | 183.1579 | 124.0747 | 18.3158 | 0 | 0 | 3232.8 | 795.8507 | 0.015927
6627 | Pump | CHW Pump |  | Cooling 1 | 0.33 | [5 empty] | 0.33 | 0.75 | 0.75 | 0.7 | 0.24618 |  | 1 | All Day | 24.0 | 0 | 0 | 0 | 144 | 446.4 | 576 | 744 | 744 | 504 | 74.4 | 0 | 0 | 0 | 0 | 0 | 35.4499 | 109.8948 | 141.7997 | 183.1579 | 183.1579 | 124.0747 | 18.3158 | 0 | 0 | 3232.8 | 795.8507 | 0.015927
6628 | Pump | CHW Pump |  | Cooling 1 | 0.33 | [5 empty] | 0.33 | 0.75 | 0.75 | 0.7 | 0.24618 |  | 1 | All Day | 24.0 | 0 | 0 | 0 | 144 | 446.4 | 576 | 744 | 744 | 504 | 74.4 | 0 | 0 | 0 | 0 | 0 | 35.4499 | 109.8948 | 141.7997 | 183.1579 | 183.1579 | 124.0747 | 18.3158 | 0 | 0 | 3232.8 | 795.8507 | 0.015927
6629 | Pump | CHW Pump |  | Cooling 1 | 0.33 | [5 empty] | 0.33 | 0.75 | 0.75 | 0.7 | 0.24618 |  | 1 | All Day | 24.0 | 0 | 0 | 0 | 144 | 446.4 | 576 | 744 | 744 | 504 | 74.4 | 0 | 0 | 0 | 0 | 0 | 35.4499 | 109.8948 | 141.7997 | 183.1579 | 183.1579 | 124.0747 | 18.3158 | 0 | 0 | 3232.8 | 795.8507 | 0.015927
6630 | Pump | CHW Pump |  | Cooling 1 | 0.33 | [5 empty] | 0.33 | 0.75 | 0.75 | 0.7 | 0.24618 |  | 1 | All Day | 24.0 | 0 | 0 | 0 | 144 | 446.4 | 576 | 744 | 744 | 504 | 74.4 | 0 | 0 | 0 | 0 | 0 | 35.4499 | 109.8948 | 141.7997 | 183.1579 | 183.1579 | 124.0747 | 18.3158 | 0 | 0 | 3232.8 | 795.8507 | 0.015927
6631 | Pump | CHW Pump |  | Cooling 1 | 0.33 | [5 empty] | 0.33 | 0.75 | 0.75 | 0.7 | 0.24618 |  | 1 | All Day | 24.0 | 0 | 0 | 0 | 144 | 446.4 | 576 | 744 | 744 | 504 | 74.4 | 0 | 0 | 0 | 0 | 0 | 35.4499 | 109.8948 | 141.7997 | 183.1579 | 183.1579 | 124.0747 | 18.3158 | 0 | 0 | 3232.8 | 795.8507 | 0.015927
6632 | Pump | CHW Pump | P-201 | Cooling 1 | 0.33 | [5 empty] | 0.33 | 0.75 | 0.75 | 0.7 | 0.24618 |  | 1 | All Day | 24.0 | 0 | 0 | 0 | 144 | 446.4 | 576 | 744 | 744 | 504 | 74.4 | 0 | 0 | 0 | 0 | 0 | 35.4499 | 109.8948 | 141.7997 | 183.1579 | 183.1579 | 124.0747 | 18.3158 | 0 | 0 | 3232.8 | 795.8507 | 0.015927
6633 | Pump | CHW Pump | P-203 | Cooling 1 | 0.33 | [5 empty] | 0.33 | 0.75 | 0.75 | 0.7 | 0.24618 |  | 1 | All Day | 24.0 | 0 | 0 | 0 | 144 | 446.4 | 576 | 744 | 744 | 504 | 74.4 | 0 | 0 | 0 | 0 | 0 | 35.4499 | 109.8948 | 141.7997 | 183.1579 | 183.1579 | 124.0747 | 18.3158 | 0 | 0 | 3232.8 | 795.8507 | 0.015927
6634 | Pump | CHW Pump | P-205 | Cooling 1 | 0.33 | [5 empty] | 0.33 | 0.75 | 0.75 | 0.7 | 0.24618 |  | 1 | All Day | 24.0 | 0 | 0 | 0 | 144 | 446.4 | 576 | 744 | 744 | 504 | 74.4 | 0 | 0 | 0 | 0 | 0 | 35.4499 | 109.8948 | 141.7997 | 183.1579 | 183.1579 | 124.0747 | 18.3158 | 0 | 0 | 3232.8 | 795.8507 | 0.015927
6635 | Pump | CHW Pump | P-405 | Cooling 1 | 0.33 | [5 empty] | 0.33 | 0.75 | 0.75 | 0.7 | 0.24618 |  | 1 | All Day | 24.0 | 0 | 0 | 0 | 144 | 446.4 | 576 | 744 | 744 | 504 | 74.4 | 0 | 0 | 0 | 0 | 0 | 35.4499 | 109.8948 | 141.7997 | 183.1579 | 183.1579 | 124.0747 | 18.3158 | 0 | 0 | 3232.8 | 795.8507 | 0.015927
6636 | Pump | CHW Pump | P-406 | Cooling 1 | 0.33 | [5 empty] | 0.33 | 0.75 | 0.75 | 0.7 | 0.24618 |  | 1 | All Day | 24.0 | 0 | 0 | 0 | 144 | 446.4 | 576 | 744 | 744 | 504 | 74.4 | 0 | 0 | 0 | 0 | 0 | 35.4499 | 109.8948 | 141.7997 | 183.1579 | 183.1579 | 124.0747 | 18.3158 | 0 | 0 | 3232.8 | 795.8507 | 0.015927
6637 | AC System | Condenser Fan | RTU-2 | Cooling 1 | 0.33 | [5 empty] | 0.33 | 0.75 | 0.75 | 0.7 | 0.24618 |  | 0.3 | Admin-RTU-2 | 10.0 | 0 | 0 | 0 | 0 | 46.5 | 63 | 93 | 65.1 | 45 | 0 | 0 | 0 | 0 | 0 | 0 | 0 | 11.4474 | 15.5093 | 22.8947 | 16.0263 | 11.0781 | 0 | 0 | 0 | 312.6 | 76.9559 | 0.0095123
6638 | AC system | DX Fan | RTU-1 | Cooling 1 | 0.33 | [5 empty] | 0.33 | 0.75 | 0.75 | 0.7 | 0.24618 |  | 0.3 | 24/7 | 24.0 | 0 | 0 | 0 | 43.2 | 89.28 | 21.6 | 223.2 | 223.2 | 108 | 0 | 0 | 0 | 0 | 0 | 0 | 10.635 | 21.979 | 5.3175 | 54.9474 | 54.9474 | 26.5874 | 0 | 0 | 0 | 708.48 | 174.4136 | 0.017463
6639 | AC system | Fan | RTU-7 | Cooling 1 | 0.33 | [5 empty] | 0.33 | 0.75 | 0.75 | 0.7 | 0.24618 |  | 0.2 | RTUs, AH-1 and HPs | 16.928571428571400 | 0 | 0 | 0 | 50.7857 | 0 | 30.4714 | 104.9571 | 94.4614 | 50.7857 | 0 | 0 | 0 | 0 | 0 | 0 | 12.5024 | 0 | 7.5015 | 25.8383 | 23.2545 | 12.5024 | 0 | 0 | 0 | 331.4614 | 81.5992 | 0.060632
6640 | AC system | Fan | RTU-2 | Cooling 1 | 0.33 | [5 empty] | 0.33 | 0.75 | 0.75 | 0.7 | 0.24618 |  | 0.15 | RTUs | 12.0 | 0 | 0 | 5.58 | 10.8 | 27.9 | 27 | 55.8 | 55.8 | 27 | 11.16 | 5.4 | 0 | 0 | 0 | 1.3737 | 2.6587 | 6.8684 | 6.6469 | 13.7368 | 13.7368 | 6.6469 | 2.7474 | 1.3294 | 0 | 226.44 | 55.745 | 0.18581
6641 | Ventilation | Exhaust Fan | EF-9 | Uniform | 0.33 | [5 empty] | 0.33 | 0.75 | 0.75 | 0.7 | 0.24618 |  | 0.3 | Occupied | 6.428571428571430 | 59.7857 | 54 | 59.7857 | 57.8571 | 59.7857 | 57.8571 | 59.7857 | 59.7857 | 57.8571 | 59.7857 | 57.8571 | 59.7857 | 14.718 | 13.2937 | 14.718 | 14.2433 | 14.718 | 14.2433 | 14.718 | 14.718 | 14.2433 | 14.718 | 14.2433 | 14.718 | 703.9286 | 173.2931 | 0.14877
6642 | Ventilation | Exhaust Fan | EF-1 | Uniform | 0.33 | [5 empty] | 0.33 | 0.75 | 0.75 | 0.7 | 0.24618 |  | 1 | 8h 5d | 5.714285714285710 | 177.1429 | 160 | 177.1429 | 171.4286 | 177.1429 | 171.4286 | 177.1429 | 177.1429 | 171.4286 | 177.1429 | 171.4286 | 177.1429 | 43.609 | 39.3888 | 43.609 | 42.2023 | 43.609 | 42.2023 | 43.609 | 43.609 | 42.2023 | 43.609 | 42.2023 | 43.609 | 2085.7143 | 513.4611 | 0.060912
6643 | Ventilation | Exhaust Fan | RTU-5 | Uniform | 0.33 | [5 empty] | 0.33 | 0.75 | 0.75 | 0.7 | 0.24618 |  | 1 | Admin-RTU-5 | 11.214285714285700 | 347.6429 | 314 | 347.6429 | 336.4286 | 347.6429 | 336.4286 | 347.6429 | 347.6429 | 336.4286 | 347.6429 | 336.4286 | 347.6429 | 85.5827 | 77.3005 | 85.5827 | 82.822 | 85.5827 | 82.822 | 85.5827 | 85.5827 | 82.822 | 85.5827 | 82.822 | 85.5827 | 4093.2143 | 1007.6675 | 0.12455
6644 | Pump | Preheat HW Pump | P-B06 | Heating 1 | 0.33 | [5 empty] | 0.33 | 0.75 | 0.75 | 0.7 | 0.24618 |  | 1 | All Day | 24.0 | 744 | 672 | 558 | 360 | 297.6 | 144 | 18.6 | 18.6 | 18 | 148.8 | 288 | 520.8 | 183.1579 | 165.433 | 137.3684 | 88.6248 | 73.2632 | 35.4499 | 4.5789 | 4.5789 | 4.4312 | 36.6316 | 70.8998 | 128.2105 | 3788.4 | 932.6283 | 0.018664
6645 | Pump | HD HW Pump | P-B06A | Heating 1 | 0.33 | [5 empty] | 0.33 | 0.75 | 0.75 | 0.7 | 0.24618 |  | 1 | All Day | 24.0 | 744 | 672 | 558 | 360 | 297.6 | 144 | 18.6 | 18.6 | 18 | 148.8 | 288 | 520.8 | 183.1579 | 165.433 | 137.3684 | 88.6248 | 73.2632 | 35.4499 | 4.5789 | 4.5789 | 4.4312 | 36.6316 | 70.8998 | 128.2105 | 3788.4 | 932.6283 | 0.018664
6646 | Pump | HW Pump |  | Heating 1 | 0.33 | [5 empty] | 0.33 | 0.75 | 0.75 | 0.7 | 0.24618 |  | 1 | All Day | 24.0 | 744 | 672 | 558 | 360 | 297.6 | 144 | 18.6 | 18.6 | 18 | 148.8 | 288 | 520.8 | 183.1579 | 165.433 | 137.3684 | 88.6248 | 73.2632 | 35.4499 | 4.5789 | 4.5789 | 4.4312 | 36.6316 | 70.8998 | 128.2105 | 3788.4 | 932.6283 | 0.018664
6647 | Pump | HW Pump |  | Heating 1 | 0.33 | [5 empty] | 0.33 | 0.75 | 0.75 | 0.7 | 0.24618 |  | 1 | All Day | 24.0 | 744 | 672 | 558 | 360 | 297.6 | 144 | 18.6 | 18.6 | 18 | 148.8 | 288 | 520.8 | 183.1579 | 165.433 | 137.3684 | 88.6248 | 73.2632 | 35.4499 | 4.5789 | 4.5789 | 4.4312 | 36.6316 | 70.8998 | 128.2105 | 3788.4 | 932.6283 | 0.018664
6648 | Ventilation | Exhaust Fan | EF-32 | EF w RTSP | 0.33 | [5 empty] | 0.33 | 0.75 | 0.75 | 0.7 | 0.24618 |  | 1 | 24h 7d | 24.0 | 0 | 0 | 0 | 216 | 446.4 | 576 | 744 | 744 | 432 | 0 | 0 | 0 | 0 | 0 | 0 | 53.1749 | 109.8948 | 141.7997 | 183.1579 | 183.1579 | 106.3498 | 0 | 0 | 0 | 3158.4 | 777.5349 | 0.09224
6649 | AC System | Fan | RTU05 | Cooling | 0.33 | [5 empty] | 0.33 | 0.75 | 0.75 | 0.7 | 0.24618 |  | 0.3 |  | 7.142857142857140 | 0 | 0 | 0 | 32.1429 | 39.8571 | 51.4286 | 66.4286 | 59.7857 | 32.1429 | 26.5714 | 0 | 0 | 0 | 0 | 0 | 7.9129 | 9.812 | 12.6607 | 16.3534 | 14.718 | 7.9129 | 6.5414 | 0 | 0 | 308.3571 | 75.9114 | 0.025319
6650 | Pump | CHW Pump | P-401 | Cooling 1 | 0.33 | [5 empty] | 0.33 | 0.75 | 0.75 | 0.7 | 0.24618 |  | 1 | AHU-401 | 9.142857142857140 | 0 | 0 | 0 | 54.8571 | 170.0571 | 219.4286 | 283.4286 | 283.4286 | 192 | 28.3429 | 0 | 0 | 0 | 0 | 0 | 13.5047 | 41.8647 | 54.0189 | 69.7744 | 69.7744 | 47.2666 | 6.9774 | 0 | 0 | 1231.5429 | 303.1812 | 0.0060675
6651 | Ventilation | Exhaust Fan | EF-33 | Cooling 1 | 0.33 | [5 empty] | 0.33 | 0.75 | 0.75 | 0.7 | 0.24618 |  | 0.35 | 24h 7d | 24.0 | 0 | 0 | 0 | 0 | 78.12 | 151.2 | 260.4 | 260.4 | 75.6 | 0 | 0 | 0 | 0 | 0 | 0 | 0 | 19.2316 | 37.2224 | 64.1053 | 64.1053 | 18.6112 | 0 | 0 | 0 | 825.72 | 203.2757 | 0.024115
6652 | Ventilation | Supply Fan | Lennox AHU | Cooling 1 | 0.75 | [5 empty] | 0.75 | 0.75 | 0.75 | 0.511 | 0.5595 |  | 0 | All Day | 24.0
6653 | Fume hoods | Fume Hood |  | Uniform | 0.75 |  | 3 |  |  |  | 0.75 | 0.75 | 0.75 | 0.511 | 0.5595 |  | 0 |  | 24.0 | 0 | 0 | 0 | 0 | 0 | 0 | 0 | 0 | 0 | 0 | 0 | 0 | 0 | 0 | 0 | 0 | 0 | 0 | 0 | 0 | 0 | 0 | 0 | 0 | 0 | 0 | 0
6654 | Ventilation | Exhaust Fan |  |  | 0.75 | [5 empty] | 0.75 | 0.75 | 0.75 | 0.511 | 0.5595 | [28 empty] | 0 | 0 | 0
6655 | Supplemental gas heating | Frunace Fan |  |  | 0.75 | [5 empty] | 0.75 | 0.75 | 0.75 | 0.511 | 0.5595 | [28 empty] | 0 | 0 | 0
6656 | Supplemental gas heating | Frunace Fan |  |  | 0.75 | [5 empty] | 0.75 | 0.75 | 0.75 | 0.511 | 0.5595 | [28 empty] | 0 | 0 | 0
6657 | Ventilation | Backup Boiler Room SF | 41-01-121 |  | 0.75 | 0.5595 |  |  |  |  | 0.75 | 0.75 | 0.75 | 0.511 | 0.5595 | [28 empty] | 0 | 0 | 0
6658 | Ventilation | FHE | 41-01-001 |  | 0.75 | 0.5595 |  |  |  |  | 0.75 | 0.75 | 0.75 | 0.511 | 0.5595 | [28 empty] | 0 | 0 | 0
6659 | Ventilation | FHE | 41-01-004 |  | 0.75 | 0.5595 |  |  |  |  | 0.75 | 0.75 | 0.75 | 0.511 | 0.5595 | [28 empty] | 0 | 0 | 0
6660 | Ventilation | FHE | 41-01-007 |  | 0.75 | 0.5595 |  |  |  |  | 0.75 | 0.75 | 0.75 | 0.511 | 0.5595 | [28 empty] | 0 | 0 | 0
6661 | Ventilation | FHE | 41-01-008 |  | 0.75 | 0.5595 |  |  |  |  | 0.75 | 0.75 | 0.75 | 0.511 | 0.5595 | [28 empty] | 0 | 0 | 0
6662 | Ventilation | FHE | 41-01-009 |  | 0.75 | 0.5595 |  |  |  |  | 0.75 | 0.75 | 0.75 | 0.511 | 0.5595 | [28 empty] | 0 | 0 | 0
6663 | Ventilation | FHE | 41-01-011 |  | 0.75 | 0.5595 |  |  |  |  | 0.75 | 0.75 | 0.75 | 0.511 | 0.5595 | [28 empty] | 0 | 0 | 0
6664 | Ventilation | FHE | 41-01-012 |  | 0.75 | 0.5595 |  |  |  |  | 0.75 | 0.75 | 0.75 | 0.511 | 0.5595 | [28 empty] | 0 | 0 | 0
6665 | Ventilation | FHE | 41-01-013 |  | 0.75 | 0.5595 |  |  |  |  | 0.75 | 0.75 | 0.75 | 0.511 | 0.5595 | [28 empty] | 0 | 0 | 0
6666 | Ventilation | FHE | 41-01-014 |  | 0.75 | 0.5595 |  |  |  |  | 0.75 | 0.75 | 0.75 | 0.511 | 0.5595 | [28 empty] | 0 | 0 | 0
6667 | Ventilation | FHE | 41-01-016 |  | 0.75 | 0.5595 |  |  |  |  | 0.75 | 0.75 | 0.75 | 0.511 | 0.5595 | [28 empty] | 0 | 0 | 0
6668 | Ventilation | FHE | 41-01-017 |  | 0.75 | 0.5595 |  |  |  |  | 0.75 | 0.75 | 0.75 | 0.511 | 0.5595 | [28 empty] | 0 | 0 | 0
6669 | Ventilation | FHE | 41-01-019 |  | 0.75 | 0.5595 |  |  |  |  | 0.75 | 0.75 | 0.75 | 0.511 | 0.5595 | [28 empty] | 0 | 0 | 0
6670 | Ventilation | FHE | 41-01-021 |  | 0.75 | 0.5595 |  |  |  |  | 0.75 | 0.75 | 0.75 | 0.511 | 0.5595 | [28 empty] | 0 | 0 | 0
6671 | Ventilation | FHE | 41-01-022 |  | 0.75 | 0.5595 |  |  |  |  | 0.75 | 0.75 | 0.75 | 0.511 | 0.5595 | [28 empty] | 0 | 0 | 0
6672 | Ventilation | FHE | 41-01-023 |  | 0.75 | 0.5595 |  |  |  |  | 0.75 | 0.75 | 0.75 | 0.511 | 0.5595 | [28 empty] | 0 | 0 | 0
6673 | Ventilation | FHE | 41-01-024 |  | 0.75 | 0.5595 |  |  |  |  | 0.75 | 0.75 | 0.75 | 0.511 | 0.5595 | [28 empty] | 0 | 0 | 0
6674 | Ventilation | FHE | 41-01-027 |  | 0.75 | 0.5595 |  |  |  |  | 0.75 | 0.75 | 0.75 | 0.511 | 0.5595 | [28 empty] | 0 | 0 | 0
6675 | Ventilation | FHE | 41-01-030 |  | 0.75 | 0.5595 |  |  |  |  | 0.75 | 0.75 | 0.75 | 0.511 | 0.5595 | [28 empty] | 0 | 0 | 0
6676 | Ventilation | FHE | 41-01-033 |  | 0.75 | 0.5595 |  |  |  |  | 0.75 | 0.75 | 0.75 | 0.511 | 0.5595 | [28 empty] | 0 | 0 | 0
6677 | Ventilation | FHE | 41-01-051 |  | 0.75 | 0.5595 |  |  |  |  | 0.75 | 0.75 | 0.75 | 0.511 | 0.5595 | [28 empty] | 0 | 0 | 0
6678 | Ventilation | FHE | 41-01-053 |  | 0.75 | 0.5595 |  |  |  |  | 0.75 | 0.75 | 0.75 | 0.511 | 0.5595 | [28 empty] | 0 | 0 | 0
6679 | Ventilation | FHE | 41-01-054 |  | 0.75 | 0.5595 |  |  |  |  | 0.75 | 0.75 | 0.75 | 0.511 | 0.5595 | [28 empty] | 0 | 0 | 0
6680 | Ventilation | FHE | 41-01-055 |  | 0.75 | 0.5595 |  |  |  |  | 0.75 | 0.75 | 0.75 | 0.511 | 0.5595 | [28 empty] | 0 | 0 | 0
6681 | Ventilation | FHE | 41-01-057 |  | 0.75 | 0.5595 |  |  |  |  | 0.75 | 0.75 | 0.75 | 0.511 | 0.5595 | [28 empty] | 0 | 0 | 0
6682 | Ventilation | FHE | 41-01-059 |  | 0.75 | 0.5595 |  |  |  |  | 0.75 | 0.75 | 0.75 | 0.511 | 0.5595 | [28 empty] | 0 | 0 | 0
6683 | Ventilation | FHE | 41-01-060 |  | 0.75 | 0.5595 |  |  |  |  | 0.75 | 0.75 | 0.75 | 0.511 | 0.5595 | [28 empty] | 0 | 0 | 0
6684 | Ventilation | FHE | 41-01-062 |  | 0.75 | 0.5595 |  |  |  |  | 0.75 | 0.75 | 0.75 | 0.511 | 0.5595 | [28 empty] | 0 | 0 | 0
6685 | Ventilation | FHE | 41-01-063 |  | 0.75 | 0.5595 |  |  |  |  | 0.75 | 0.75 | 0.75 | 0.511 | 0.5595 | [28 empty] | 0 | 0 | 0
6686 | Ventilation | FHE | 41-01-071 |  | 0.75 | 0.5595 |  |  |  |  | 0.75 | 0.75 | 0.75 | 0.511 | 0.5595 | [28 empty] | 0 | 0 | 0
6687 | Ventilation | FHE | 41-01-073 |  | 0.75 | 0.5595 |  |  |  |  | 0.75 | 0.75 | 0.75 | 0.511 | 0.5595 | [28 empty] | 0 | 0 | 0
6688 | Ventilation | FHE | 41-01-076 |  | 0.75 | 0.5595 |  |  |  |  | 0.75 | 0.75 | 0.75 | 0.511 | 0.5595 | [28 empty] | 0 | 0 | 0
6689 | Ventilation | FHE | 41-01-077 |  | 0.75 | 0.5595 |  |  |  |  | 0.75 | 0.75 | 0.75 | 0.511 | 0.5595 | [28 empty] | 0 | 0 | 0
6690 | Ventilation | FHE | 41-01-078 |  | 0.75 | 0.5595 |  |  |  |  | 0.75 | 0.75 | 0.75 | 0.511 | 0.5595 | [28 empty] | 0 | 0 | 0
6691 | Ventilation | FHE | 41-01-079 |  | 0.75 | 0.5595 |  |  |  |  | 0.75 | 0.75 | 0.75 | 0.511 | 0.5595 | [28 empty] | 0 | 0 | 0
6692 | Ventilation | FHE | 41-01-081 |  | 0.75 | 0.5595 |  |  |  |  | 0.75 | 0.75 | 0.75 | 0.511 | 0.5595 | [28 empty] | 0 | 0 | 0
6693 | Ventilation | FHE | 41-01-095 |  | 0.75 | 0.5595 |  |  |  |  | 0.75 | 0.75 | 0.75 | 0.511 | 0.5595 | [28 empty] | 0 | 0 | 0
6694 | Ventilation | FHE | 41-01-096 |  | 0.75 | 0.5595 |  |  |  |  | 0.75 | 0.75 | 0.75 | 0.511 | 0.5595 | [28 empty] | 0 | 0 | 0
6695 | Ventilation | FHE | 41-01-097 |  | 0.75 | 0.5595 |  |  |  |  | 0.75 | 0.75 | 0.75 | 0.511 | 0.5595 | [28 empty] | 0 | 0 | 0
6696 | Ventilation | FHE | 41-01-102 |  | 0.75 | 0.5595 |  |  |  |  | 0.75 | 0.75 | 0.75 | 0.511 | 0.5595 | [28 empty] | 0 | 0 | 0
6697 | Ventilation | EF | 41-01-106 |  | 0.75 | 0.5595 |  |  |  |  | 0.75 | 0.75 | 0.75 | 0.511 | 0.5595 | [28 empty] | 0 | 0 | 0
6698 | Ventilation | FHE | 41-01-148 |  | 0.75 | 0.5595 |  |  |  |  | 0.75 | 0.75 | 0.75 | 0.511 | 0.5595 | [28 empty] | 0 | 0 | 0
6699 | Ventilation | EF | 41-01-075 |  | 0.75 | 0.5595 |  |  |  |  | 0.75 | 0.75 | 0.75 | 0.511 | 0.5595 | [28 empty] | 0 | 0 | 0
6700 | Ventilation | EF | 41-01-080 |  | 0.75 | 0.5595 |  |  |  |  | 0.75 | 0.75 | 0.75 | 0.511 | 0.5595 | [28 empty] | 0 | 0 | 0
6701 | Ventilation | EF | 41-01-098 |  | 0.75 | 0.5595 |  |  |  |  | 0.75 | 0.75 | 0.75 | 0.511 | 0.5595 | [28 empty] | 0 | 0 | 0
6702 | AC system | Condenser Air Cooled | ACC-004 | Cooling 3 | 0.75 |  | 3 |  | 208.0 |  | 0.75 | 0.75 | 0.75 | 0.511 | 0.5595 |  | 0 | All Day | 24.0 | 0 | 0 | 0 | 0 | 0 | 0 | 0 | 0 | 0 | 0 | 0 | 0 | 0 | 0 | 0 | 0 | 0 | 0 | 0 | 0 | 0 | 0 | 0 | 0 | 0 | 0 | 0
6703 | AC system | Condenser Air Cooled | ACC-005 | Cooling 3 | 0.75 |  | 3 |  | 208.0 |  | 0.75 | 0.75 | 0.75 | 0.511 | 0.5595 |  | 0 | All Day | 24.0 | 0 | 0 | 0 | 0 | 0 | 0 | 0 | 0 | 0 | 0 | 0 | 0 | 0 | 0 | 0 | 0 | 0 | 0 | 0 | 0 | 0 | 0 | 0 | 0 | 0 | 0 | 0
6704 | Pump | Solar Syst Circulation Pump |  | Uniform | 0.75 | [5 empty] | 0.75 | 0.75 | 0.75 | 0.511 | 0.5595 |  | 0 | All Day | 24.0 | 0 | 0 | 0 | 0 | 0 | 0 | 0 | 0 | 0 | 0 | 0 | 0 | 0 | 0 | 0 | 0 | 0 | 0 | 0 | 0 | 0 | 0 | 0 | 0 | 0 | 0 | 0
6705 | Ventilation | Exhaust Fan | AHU2-EF-4 |  | 0.75 | [5 empty] | 0.75 | 0.75 | 0.75 | 0.511 | 0.5595 |  | 1 | All Day | 24.0 | [24 empty] | 0 | 0 | 0
6706 | Pump | Pump | P-12 | Uniform | 0.75 | [5 empty] | 0.75 | 0.75 | 0.75 | 0.511 | 0.5595 |  | 0.4 | DHW | 15.0 | 186 | 168 | 186 | 180 | 186 | 180 | 186 | 186 | 180 | 186 | 180 | 186 | 104.067 | 93.996 | 104.067 | 100.71 | 104.067 | 100.71 | 104.067 | 104.067 | 100.71 | 104.067 | 100.71 | 104.067 | 2190 | 1225.305 | 0.15146
6707 | Pump | Circulation Pump P-16 | P-16 | Uniform | 0.75 | [5 empty] | 0.75 | 0.75 | 0.75 | 0.511 | 0.5595 |  | 0.5 | All Day | 24.0 | 372 | 336 | 372 | 360 | 372 | 360 | 372 | 372 | 360 | 372 | 360 | 372 | 208.134 | 187.992 | 208.134 | 201.42 | 208.134 | 201.42 | 208.134 | 208.134 | 201.42 | 208.134 | 201.42 | 208.134 | 4380 | 2450.61 | 0.26209
6708 | Ventilation | Supply Fan | AC-1 | Uniform | 0.75 | [5 empty] | 0.75 | 0.75 | 0.75 | 0.511 | 0.5595 |  | 1 | Occupied | 12.0 | 372 | 336 | 372 | 360 | 372 | 360 | 372 | 372 | 360 | 372 | 360 | 372 | 208.134 | 187.992 | 208.134 | 201.42 | 208.134 | 201.42 | 208.134 | 208.134 | 201.42 | 208.134 | 201.42 | 208.134 | 4380 | 2450.61 | 0.91553
6709 | Ventilation | Exhaust Fan | EF-215 | Uniform | 0.75 | [5 empty] | 0.75 | 0.75 | 0.75 | 0.511 | 0.5595 |  | 1 | DNT | 12.0 | 372 | 336 | 372 | 360 | 372 | 360 | 372 | 372 | 360 | 372 | 360 | 372 | 208.134 | 187.992 | 208.134 | 201.42 | 208.134 | 201.42 | 208.134 | 208.134 | 201.42 | 208.134 | 201.42 | 208.134 | 4380 | 2450.61 | 0.043859
6710 | Pump | Louheed Lodge HWS | LL HWS Pump 1 | Uniform | 0.75 | [5 empty] | 0.75 | 0.75 | 0.75 | 0.511 | 0.5595 |  | 0.5 | All Day | 24.0 | 372 | 336 | 372 | 360 | 372 | 360 | 372 | 372 | 360 | 372 | 360 | 372 | 208.134 | 187.992 | 208.134 | 201.42 | 208.134 | 201.42 | 208.134 | 208.134 | 201.42 | 208.134 | 201.42 | 208.134 | 4380 | 2450.61 | 0.93277
6711 | Pump | Louheed Lodge HWS | LL HWS Pump 2 | Uniform | 0.75 | [5 empty] | 0.75 | 0.75 | 0.75 | 0.511 | 0.5595 |  | 0.5 | All Day | 24.0 | 372 | 336 | 372 | 360 | 372 | 360 | 372 | 372 | 360 | 372 | 360 | 372 | 208.134 | 187.992 | 208.134 | 201.42 | 208.134 | 201.42 | 208.134 | 208.134 | 201.42 | 208.134 | 201.42 | 208.134 | 4380 | 2450.61 | 0.93277
6712 | Pump | Willow Lake HWS | WL HWS P2 | Uniform | 0.75 | [5 empty] | 0.75 | 0.75 | 0.75 | 0.511 | 0.5595 |  | 0.5 | All Day | 24.0 | 372 | 336 | 372 | 360 | 372 | 360 | 372 | 372 | 360 | 372 | 360 | 372 | 208.134 | 187.992 | 208.134 | 201.42 | 208.134 | 201.42 | 208.134 | 208.134 | 201.42 | 208.134 | 201.42 | 208.134 | 4380 | 2450.61 | 0.93277
6713 | Ventilation | Exhaust Fan | EF-29 | Uniform | 0.75 | [5 empty] | 0.75 | 0.75 | 0.75 | 0.511 | 0.5595 |  | 0.5 | 24/7 | 24.0 | 372 | 336 | 372 | 360 | 372 | 360 | 372 | 372 | 360 | 372 | 360 | 372 | 208.134 | 187.992 | 208.134 | 201.42 | 208.134 | 201.42 | 208.134 | 208.134 | 201.42 | 208.134 | 201.42 | 208.134 | 4380 | 2450.61 | 0.24537
6714 | Ventilation | Exhaust Fan | F-8 | Uniform | 0.75 | [5 empty] | 0.75 | 0.75 | 0.75 | 0.511 | 0.5595 |  | 0.5 | All Day | 24.0 | 372 | 336 | 372 | 360 | 372 | 360 | 372 | 372 | 360 | 372 | 360 | 372 | 208.134 | 187.992 | 208.134 | 201.42 | 208.134 | 201.42 | 208.134 | 208.134 | 201.42 | 208.134 | 201.42 | 208.134 | 4380 | 2450.61 | 0.080292
6715 | Pump | Louheed Lodge HWS | LL HWS Pump 1 | Uniform | 0.75 | [5 empty] | 0.75 | 0.75 | 0.75 | 0.511 | 0.5595 |  | 0.5 | All Day | 24.0 | 372 | 336 | 372 | 360 | 372 | 360 | 372 | 372 | 360 | 372 | 360 | 372 | 208.134 | 187.992 | 208.134 | 201.42 | 208.134 | 201.42 | 208.134 | 208.134 | 201.42 | 208.134 | 201.42 | 208.134 | 4380 | 2450.61 | 0.93277
6716 | Pump | Louheed Lodge HWS | LL HWS Pump 2 | Uniform | 0.75 | [5 empty] | 0.75 | 0.75 | 0.75 | 0.511 | 0.5595 |  | 0.5 | All Day | 24.0 | 372 | 336 | 372 | 360 | 372 | 360 | 372 | 372 | 360 | 372 | 360 | 372 | 208.134 | 187.992 | 208.134 | 201.42 | 208.134 | 201.42 | 208.134 | 208.134 | 201.42 | 208.134 | 201.42 | 208.134 | 4380 | 2450.61 | 0.93277
6717 | Pump | Willow Lake HWS | WL HWS P2 | Uniform | 0.75 | [5 empty] | 0.75 | 0.75 | 0.75 | 0.511 | 0.5595 |  | 0.5 | All Day | 24.0 | 372 | 336 | 372 | 360 | 372 | 360 | 372 | 372 | 360 | 372 | 360 | 372 | 208.134 | 187.992 | 208.134 | 201.42 | 208.134 | 201.42 | 208.134 | 208.134 | 201.42 | 208.134 | 201.42 | 208.134 | 4380 | 2450.61 | 0.93277
6718 | Pump | Circulation Pump P-16 | P-16 | Uniform | 0.75 | [5 empty] | 0.75 | 0.75 | 0.75 | 0.511 | 0.5595 |  | 0.5 | All Day | 24.0 | 372 | 336 | 372 | 360 | 372 | 360 | 372 | 372 | 360 | 372 | 360 | 372 | 208.134 | 187.992 | 208.134 | 201.42 | 208.134 | 201.42 | 208.134 | 208.134 | 201.42 | 208.134 | 201.42 | 208.134 | 4380 | 2450.61 | 0.23811
6719 | Ventilation | Exhaust Fan | EF-4 | Uniform | 0.75 | [5 empty] | 0.75 | 0.75 | 0.75 | 0.511 | 0.5595 |  | 0.5 | All Day | 24.0 | 372 | 336 | 372 | 360 | 372 | 360 | 372 | 372 | 360 | 372 | 360 | 372 | 208.134 | 187.992 | 208.134 | 201.42 | 208.134 | 201.42 | 208.134 | 208.134 | 201.42 | 208.134 | 201.42 | 208.134 | 4380 | 2450.61 | 0.52157
6720 | Ventilation | Exhaust Fan | EF-215 | Uniform | 0.75 | [5 empty] | 0.75 | 0.75 | 0.75 | 0.511 | 0.5595 |  | 1 | DNT | 12.0 | 372 | 336 | 372 | 360 | 372 | 360 | 372 | 372 | 360 | 372 | 360 | 372 | 208.134 | 187.992 | 208.134 | 201.42 | 208.134 | 201.42 | 208.134 | 208.134 | 201.42 | 208.134 | 201.42 | 208.134 | 4380 | 2450.61 | 0.043859
6721 | Pump | Sanitary Pump | P-1 | Uniform | 0.75 | [5 empty] | 0.75 | 0.75 | 0.75 | 0.511 | 0.5595 |  | 1 | All Day | 24.0 | 744 | 672 | 744 | 720 | 744 | 720 | 744 | 744 | 720 | 744 | 720 | 744 | 416.268 | 375.984 | 416.268 | 402.84 | 416.268 | 402.84 | 416.268 | 416.268 | 402.84 | 416.268 | 402.84 | 416.268 | 8760 | 4901.22 | 3.2425
6722 | Ventilation | Lower Stair Air Pressurization | SF B5 | Uniform | 0.75 | [5 empty] | 0.75 | 0.75 | 0.75 | 0.511 | 0.5595 |  | 1 | All Day | 24.0 | 744 | 672 | 744 | 720 | 744 | 720 | 744 | 744 | 720 | 744 | 720 | 744 | 416.268 | 375.984 | 416.268 | 402.84 | 416.268 | 402.84 | 416.268 | 416.268 | 402.84 | 416.268 | 402.84 | 416.268 | 8760 | 4901.22 | 0.58634
6723 | Ventilation | Lower Stair Air Pressurization | SF B6 | Uniform | 0.75 | [5 empty] | 0.75 | 0.75 | 0.75 | 0.511 | 0.5595 |  | 1 | All Day | 24.0 | 744 | 672 | 744 | 720 | 744 | 720 | 744 | 744 | 720 | 744 | 720 | 744 | 416.268 | 375.984 | 416.268 | 402.84 | 416.268 | 402.84 | 416.268 | 416.268 | 402.84 | 416.268 | 402.84 | 416.268 | 8760 | 4901.22 | 0.58634
6724 | Ventilation | Supply Fan | SF-1 | Uniform | 0.75 | [5 empty] | 0.75 | 0.75 | 0.75 | 0.511 | 0.5595 |  | 1 | All Day | 24.0 | 744 | 672 | 744 | 720 | 744 | 720 | 744 | 744 | 720 | 744 | 720 | 744 | 416.268 | 375.984 | 416.268 | 402.84 | 416.268 | 402.84 | 416.268 | 416.268 | 402.84 | 416.268 | 402.84 | 416.268 | 8760 | 4901.22 | 3.2552
6725 | Ventilation | Exhaust Fan | EF-P-01 | Uniform | 0.75 | [5 empty] | 0.75 | 0.75 | 0.75 | 0.511 | 0.5595 |  | 1 | All Day | 24.0 | 744 | 672 | 744 | 720 | 744 | 720 | 744 | 744 | 720 | 744 | 720 | 744 | 416.268 | 375.984 | 416.268 | 402.84 | 416.268 | 402.84 | 416.268 | 416.268 | 402.84 | 416.268 | 402.84 | 416.268 | 8760 | 4901.22 | 0.35339
6726 | Ventilation | EF | AX-4 | Uniform | 0.75 | [5 empty] | 0.75 | 0.75 | 0.75 | 0.511 | 0.5595 |  | 1 |  | 24.0 | 744 | 672 | 744 | 720 | 744 | 720 | 744 | 744 | 720 | 744 | 720 | 744 | 416.268 | 375.984 | 416.268 | 402.84 | 416.268 | 402.84 | 416.268 | 416.268 | 402.84 | 416.268 | 402.84 | 416.268 | 8760 | 4901.22 | 0.75015
6727 | Fume hoods | Fume Hood |  | Uniform | 0.75 |  | 1 |  |  |  | 0.75 | 0.75 | 0.75 | 0.69667 | 0.5595 |  | 1 |  | 24.0 | 744 | 672 | 744 | 720 | 744 | 720 | 744 | 744 | 720 | 744 | 720 | 744 | 416.268 | 375.984 | 416.268 | 402.84 | 416.268 | 402.84 | 416.268 | 416.268 | 402.84 | 416.268 | 402.84 | 416.268 | 8760 | 4901.22 | 0.75015
6728 | Fume hoods | Fume Hood | FH67 | Uniform | 0.75 |  | 3 |  | 208.0 |  | 0.75 | 0.75 | 0.75 | 0.511 | 0.5595 |  | 1 |  | 24.0 | 744 | 672 | 744 | 720 | 744 | 720 | 744 | 744 | 720 | 744 | 720 | 744 | 416.268 | 375.984 | 416.268 | 402.84 | 416.268 | 402.84 | 416.268 | 416.268 | 402.84 | 416.268 | 402.84 | 416.268 | 8760 | 4901.22 | 0.75015
6729 | Fume hoods | Fume Hood |  | Uniform | 0.75 |  | 3 |  |  |  | 0.75 | 0.75 | 0.75 | 0.511 | 0.5595 |  | 1 |  | 24.0 | 744 | 672 | 744 | 720 | 744 | 720 | 744 | 744 | 720 | 744 | 720 | 744 | 416.268 | 375.984 | 416.268 | 402.84 | 416.268 | 402.84 | 416.268 | 416.268 | 402.84 | 416.268 | 402.84 | 416.268 | 8760 | 4901.22 | 0.75015
6730 | Fume hoods | Fume Hood |  | Uniform | 0.75 |  | 3 |  | 208.0 |  | 0.75 | 0.75 | 0.75 | 0.511 | 0.5595 |  | 1 |  | 24.0 | 744 | 672 | 744 | 720 | 744 | 720 | 744 | 744 | 720 | 744 | 720 | 744 | 416.268 | 375.984 | 416.268 | 402.84 | 416.268 | 402.84 | 416.268 | 416.268 | 402.84 | 416.268 | 402.84 | 416.268 | 8760 | 4901.22 | 0.75015
6731 | Fume hoods | Fume Hood |  | Uniform | 0.75 |  | 1 |  | 120.0 |  | 0.75 | 0.75 | 0.75 | 0.69667 | 0.5595 |  | 1 |  | 24.0 | 744 | 672 | 744 | 720 | 744 | 720 | 744 | 744 | 720 | 744 | 720 | 744 | 416.268 | 375.984 | 416.268 | 402.84 | 416.268 | 402.84 | 416.268 | 416.268 | 402.84 | 416.268 | 402.84 | 416.268 | 8760 | 4901.22 | 0.75015
6732 | Fume hoods | Fume Hood | AX-37 | Uniform | 0.75 |  | 3 |  | 208.0 |  | 0.75 | 0.75 | 0.75 | 0.511 | 0.5595 |  | 1 |  | 24.0 | 744 | 672 | 744 | 720 | 744 | 720 | 744 | 744 | 720 | 744 | 720 | 744 | 416.268 | 375.984 | 416.268 | 402.84 | 416.268 | 402.84 | 416.268 | 416.268 | 402.84 | 416.268 | 402.84 | 416.268 | 8760 | 4901.22 | 0.75015
6733 | Ventilation | Exhaust Fan | EF-7 | Uniform | 0.75 | [5 empty] | 0.75 | 0.75 | 0.75 | 0.511 | 0.5595 |  | 1 |  | 24.0 | 744 | 672 | 744 | 720 | 744 | 720 | 744 | 744 | 720 | 744 | 720 | 744 | 416.268 | 375.984 | 416.268 | 402.84 | 416.268 | 402.84 | 416.268 | 416.268 | 402.84 | 416.268 | 402.84 | 416.268 | 8760 | 4901.22 | 0.34194
6734 | Ventilation | Exhaust Fan | EF-63 | EF | 0.75 | [5 empty] | 0.75 | 0.75 | 0.75 | 0.511 | 0.5595 |  | 1 |  | 24.0 | 744 | 672 | 744 | 720 | 744 | 720 | 744 | 744 | 720 | 744 | 720 | 744 | 416.268 | 375.984 | 416.268 | 402.84 | 416.268 | 402.84 | 416.268 | 416.268 | 402.84 | 416.268 | 402.84 | 416.268 | 8760 | 4901.22 | 0.34194
6735 | Ventilation | Supply Fan | AH-2 | Uniform | 0.75 | [5 empty] | 0.75 | 0.75 | 0.75 | 0.511 | 0.5595 |  | 1 | All Day | 24.0 | 744 | 672 | 744 | 720 | 744 | 720 | 744 | 744 | 720 | 744 | 720 | 744 | 416.268 | 375.984 | 416.268 | 402.84 | 416.268 | 402.84 | 416.268 | 416.268 | 402.84 | 416.268 | 402.84 | 416.268 | 8760 | 4901.22 | 0.034096
6736 | Ventilation | Supply Fan | AH-4 | Uniform | 0.75 | [5 empty] | 0.75 | 0.75 | 0.75 | 0.511 | 0.5595 |  | 1 | All Day | 24.0 | 744 | 672 | 744 | 720 | 744 | 720 | 744 | 744 | 720 | 744 | 720 | 744 | 416.268 | 375.984 | 416.268 | 402.84 | 416.268 | 402.84 | 416.268 | 416.268 | 402.84 | 416.268 | 402.84 | 416.268 | 8760 | 4901.22 | 0.034096
6737 | Ventilation |  | CF-4 | Uniform | 0.75 | [5 empty] | 0.75 | 0.75 | 0.75 | 0.511 | 0.5595 |  | 1 | All Day | 24.0 | 744 | 672 | 744 | 720 | 744 | 720 | 744 | 744 | 720 | 744 | 720 | 744 | 416.268 | 375.984 | 416.268 | 402.84 | 416.268 | 402.84 | 416.268 | 416.268 | 402.84 | 416.268 | 402.84 | 416.268 | 8760 | 4901.22 | 0.034096
6738 | Ventilation | Furnace 1 | AC-1 | Uniform | 0.75 | [5 empty] | 0.75 | 0.75 | 0.75 | 0.511 | 0.5595 |  | 1 | All Day | 24.0 | 744 | 672 | 744 | 720 | 744 | 720 | 744 | 744 | 720 | 744 | 720 | 744 | 416.268 | 375.984 | 416.268 | 402.84 | 416.268 | 402.84 | 416.268 | 416.268 | 402.84 | 416.268 | 402.84 | 416.268 | 8760 | 4901.22 | 43.9918
6739 | Ventilation | Furnace 2 | AC-2 | Uniform | 0.75 | [5 empty] | 0.75 | 0.75 | 0.75 | 0.511 | 0.5595 |  | 1 | All Day | 24.0 | 744 | 672 | 744 | 720 | 744 | 720 | 744 | 744 | 720 | 744 | 720 | 744 | 416.268 | 375.984 | 416.268 | 402.84 | 416.268 | 402.84 | 416.268 | 416.268 | 402.84 | 416.268 | 402.84 | 416.268 | 8760 | 4901.22 | 43.9918
6740 | Ventilation | Exhaust Fan | EF-1 | Uniform | 0.75 | [5 empty] | 0.75 | 0.75 | 0.75 | 0.511 | 0.5595 |  | 1 | All Day | 24.0 | 744 | 672 | 744 | 720 | 744 | 720 | 744 | 744 | 720 | 744 | 720 | 744 | 416.268 | 375.984 | 416.268 | 402.84 | 416.268 | 402.84 | 416.268 | 416.268 | 402.84 | 416.268 | 402.84 | 416.268 | 8760 | 4901.22 | 0.56755
6741 | Ventilation | Supply Fan | RTU-1 | Uniform | 0.75 | [5 empty] | 0.75 | 0.75 | 0.75 | 0.511 | 0.5595 |  | 1 | RTU-1, HP, EF-5 & UHs | 24.0 | 744 | 672 | 744 | 720 | 744 | 720 | 744 | 744 | 720 | 744 | 720 | 744 | 416.268 | 375.984 | 416.268 | 402.84 | 416.268 | 402.84 | 416.268 | 416.268 | 402.84 | 416.268 | 402.84 | 416.268 | 8760 | 4901.22 | 11.6109
6742 | Ventilation | Parkade Exhaust |  | Uniform | 0.75 | [5 empty] | 0.75 | 0.75 | 0.75 | 0.511 | 0.5595 |  | 1 | All Day | 24.0 | 744 | 672 | 744 | 720 | 744 | 720 | 744 | 744 | 720 | 744 | 720 | 744 | 416.268 | 375.984 | 416.268 | 402.84 | 416.268 | 402.84 | 416.268 | 416.268 | 402.84 | 416.268 | 402.84 | 416.268 | 8760 | 4901.22 | 35.1798
6743 | Ventilation | Supply Fan | RTU-5 | Uniform | 0.75 | [5 empty] | 0.75 | 0.75 | 0.75 | 0.511 | 0.5595 |  | 1 | 24/7 | 24.0 | 744 | 672 | 744 | 720 | 744 | 720 | 744 | 744 | 720 | 744 | 720 | 744 | 416.268 | 375.984 | 416.268 | 402.84 | 416.268 | 402.84 | 416.268 | 416.268 | 402.84 | 416.268 | 402.84 | 416.268 | 8760 | 4901.22 | 0.49074
6744 | Ventilation | Exhaust Fan | EF-7 | Uniform | 0.75 | [5 empty] | 0.75 | 0.75 | 0.75 | 0.511 | 0.5595 |  | 1 |  | 24.0 | 744 | 672 | 744 | 720 | 744 | 720 | 744 | 744 | 720 | 744 | 720 | 744 | 416.268 | 375.984 | 416.268 | 402.84 | 416.268 | 402.84 | 416.268 | 416.268 | 402.84 | 416.268 | 402.84 | 416.268 | 8760 | 4901.22 | 0.34497
6745 | Ventilation | Exhaust Fan | EF-63 | EF | 0.75 | [5 empty] | 0.75 | 0.75 | 0.75 | 0.511 | 0.5595 |  | 1 |  | 24.0 | 744 | 672 | 744 | 720 | 744 | 720 | 744 | 744 | 720 | 744 | 720 | 744 | 416.268 | 375.984 | 416.268 | 402.84 | 416.268 | 402.84 | 416.268 | 416.268 | 402.84 | 416.268 | 402.84 | 416.268 | 8760 | 4901.22 | 0.34497
6746 | Ventilation | AHU-101 RF 101 | RAX-101 | Uniform | 0.75 | [5 empty] | 0.75 | 0.75 | 0.75 | 0.511 | 0.5595 |  | 1 | All Day | 24.0 | 744 | 672 | 744 | 720 | 744 | 720 | 744 | 744 | 720 | 744 | 720 | 744 | 416.268 | 375.984 | 416.268 | 402.84 | 416.268 | 402.84 | 416.268 | 416.268 | 402.84 | 416.268 | 402.84 | 416.268 | 8760 | 4901.22 | 0.098086
6747 | Ventilation | AHU-104 RF 104 (Stage 2) | RAX-104 (2) | Uniform | 0.75 | [5 empty] | 0.75 | 0.75 | 0.75 | 0.511 | 0.5595 |  | 1 | All Day | 24.0 | 744 | 672 | 744 | 720 | 744 | 720 | 744 | 744 | 720 | 744 | 720 | 744 | 416.268 | 375.984 | 416.268 | 402.84 | 416.268 | 402.84 | 416.268 | 416.268 | 402.84 | 416.268 | 402.84 | 416.268 | 8760 | 4901.22 | 0.098086
6748 | Ventilation | AHU-302 EF 302 | EAX-302 | Uniform | 0.75 | [5 empty] | 0.75 | 0.75 | 0.75 | 0.511 | 0.5595 |  | 1 | All Day | 24.0 | 744 | 672 | 744 | 720 | 744 | 720 | 744 | 744 | 720 | 744 | 720 | 744 | 416.268 | 375.984 | 416.268 | 402.84 | 416.268 | 402.84 | 416.268 | 416.268 | 402.84 | 416.268 | 402.84 | 416.268 | 8760 | 4901.22 | 0.098086
6749 | Ventilation | AHU-305 EF 305 | EAX-305 | Uniform | 0.75 | [5 empty] | 0.75 | 0.75 | 0.75 | 0.511 | 0.5595 |  | 1 | All Day | 24.0 | 744 | 672 | 744 | 720 | 744 | 720 | 744 | 744 | 720 | 744 | 720 | 744 | 416.268 | 375.984 | 416.268 | 402.84 | 416.268 | 402.84 | 416.268 | 416.268 | 402.84 | 416.268 | 402.84 | 416.268 | 8760 | 4901.22 | 0.098086
6750 | Ventilation | Exhaust Fan | EF-1 | Uniform | 0.75 | [5 empty] | 0.75 | 0.75 | 0.75 | 0.511 | 0.5595 |  | 1 | All Day | 24.0 | 744 | 672 | 744 | 720 | 744 | 720 | 744 | 744 | 720 | 744 | 720 | 744 | 416.268 | 375.984 | 416.268 | 402.84 | 416.268 | 402.84 | 416.268 | 416.268 | 402.84 | 416.268 | 402.84 | 416.268 | 8760 | 4901.22 | 0.88178
6751 | Ventilation | Exhaust Fan | EF-2 | Uniform | 0.75 | [5 empty] | 0.75 | 0.75 | 0.75 | 0.511 | 0.5595 |  | 1 | All Day | 24.0 | 744 | 672 | 744 | 720 | 744 | 720 | 744 | 744 | 720 | 744 | 720 | 744 | 416.268 | 375.984 | 416.268 | 402.84 | 416.268 | 402.84 | 416.268 | 416.268 | 402.84 | 416.268 | 402.84 | 416.268 | 8760 | 4901.22 | 0.88178
6752 | Ventilation | Exhaust fan | EF-31 | Uniform | 0.75 | [5 empty] | 0.75 | 0.75 | 0.75 | 0.511 | 0.5595 |  | 1 | All Day | 24.0 | 744 | 672 | 744 | 720 | 744 | 720 | 744 | 744 | 720 | 744 | 720 | 744 | 416.268 | 375.984 | 416.268 | 402.84 | 416.268 | 402.84 | 416.268 | 416.268 | 402.84 | 416.268 | 402.84 | 416.268 | 8760 | 4901.22 | 0.83767
6753 | Ventilation | Supply Fan | MUA-5 | Uniform | 0.75 | [5 empty] | 0.75 | 0.75 | 0.75 | 0.511 | 0.5595 |  | 1 | All Day | 24.0 | 744 | 672 | 744 | 720 | 744 | 720 | 744 | 744 | 720 | 744 | 720 | 744 | 416.268 | 375.984 | 416.268 | 402.84 | 416.268 | 402.84 | 416.268 | 416.268 | 402.84 | 416.268 | 402.84 | 416.268 | 8760 | 4901.22 | 2.976
6754 | Pump | Pump | PP-6 | Uniform | 0.75 | [5 empty] | 0.75 | 0.75 | 0.75 | 0.511 | 0.5595 |  | 1 | All Day | 24.0 | 744 | 672 | 744 | 720 | 744 | 720 | 744 | 744 | 720 | 744 | 720 | 744 | 416.268 | 375.984 | 416.268 | 402.84 | 416.268 | 402.84 | 416.268 | 416.268 | 402.84 | 416.268 | 402.84 | 416.268 | 8760 | 4901.22 | 2.976
6755 | Ventilation | Transfer Fan | TF-2 | Uniform | 0.75 | [5 empty] | 0.75 | 0.75 | 0.75 | 0.511 | 0.5595 |  | 1 | 24.0 | 24.0 | 744 | 672 | 744 | 720 | 744 | 720 | 744 | 744 | 720 | 744 | 720 | 744 | 416.268 | 375.984 | 416.268 | 402.84 | 416.268 | 402.84 | 416.268 | 416.268 | 402.84 | 416.268 | 402.84 | 416.268 | 8760 | 4901.22 | 1.4326
6756 | Ventilation | Lower Stair Air Pressurization | SF B5 | Uniform | 0.75 | [5 empty] | 0.75 | 0.75 | 0.75 | 0.511 | 0.5595 |  | 1 | All Day | 24.0 | 744 | 672 | 744 | 720 | 744 | 720 | 744 | 744 | 720 | 744 | 720 | 744 | 416.268 | 375.984 | 416.268 | 402.84 | 416.268 | 402.84 | 416.268 | 416.268 | 402.84 | 416.268 | 402.84 | 416.268 | 8760 | 4901.22 | 0.58634
6757 | Ventilation | Lower Stair Air Pressurization | SF B6 | Uniform | 0.75 | [5 empty] | 0.75 | 0.75 | 0.75 | 0.511 | 0.5595 |  | 1 | All Day | 24.0 | 744 | 672 | 744 | 720 | 744 | 720 | 744 | 744 | 720 | 744 | 720 | 744 | 416.268 | 375.984 | 416.268 | 402.84 | 416.268 | 402.84 | 416.268 | 416.268 | 402.84 | 416.268 | 402.84 | 416.268 | 8760 | 4901.22 | 0.58634
6758 | Ventilation | Exhaust Fan | EF-31 | Uniform | 0.75 | [5 empty] | 0.75 | 0.75 | 0.75 | 0.511 | 0.5595 | 0.7 | 1 | All Day | 24.0 | 744 | 672 | 744 | 720 | 744 | 720 | 744 | 744 | 720 | 744 | 720 | 744 | 203.9713 | 184.2322 | 203.9713 | 197.3916 | 203.9713 | 197.3916 | 203.9713 | 203.9713 | 197.3916 | 203.9713 | 197.3916 | 203.9713 | 8760 | 2401.5978 | 0.095304
6759 | Ventilation | Exhaust Fan | EF-30 | Uniform | 0.75 | [5 empty] | 0.75 | 0.75 | 0.75 | 0.511 | 0.5595 | 0.6 | 1 | All Day | 24.0 | 744 | 672 | 744 | 720 | 744 | 720 | 744 | 744 | 720 | 744 | 720 | 744 | 149.8565 | 135.3542 | 149.8565 | 145.0224 | 149.8565 | 145.0224 | 149.8565 | 149.8565 | 145.0224 | 149.8565 | 145.0224 | 149.8565 | 8760 | 1764.4392 | 0.07002
6760 | Ventilation | Exhaust Fan | EF-34 | Uniform | 0.75 | [5 empty] | 0.75 | 0.75 | 0.75 | 0.511 | 0.5595 |  | 1 | All Day | 24.0 | 744 | 672 | 744 | 720 | 744 | 720 | 744 | 744 | 720 | 744 | 720 | 744 | 416.268 | 375.984 | 416.268 | 402.84 | 416.268 | 402.84 | 416.268 | 416.268 | 402.84 | 416.268 | 402.84 | 416.268 | 8760 | 4901.22 | 0.1945
6761 | Ventilation | Exhaust Fan | EF-4 | Uniform | 0.75 | [5 empty] | 0.75 | 0.75 | 0.75 | 0.511 | 0.5595 |  | 1 | All Day | 24.0 | 744 | 672 | 744 | 720 | 744 | 720 | 744 | 744 | 720 | 744 | 720 | 744 | 416.268 | 375.984 | 416.268 | 402.84 | 416.268 | 402.84 | 416.268 | 416.268 | 402.84 | 416.268 | 402.84 | 416.268 | 8760 | 4901.22 | 3.6419
6762 | AC system | Condenser Fan-1 | R-AHU6 | AC System | 0.75 | [5 empty] | 0.75 | 0.75 | 0.75 | 0.511 | 0.5595 |  | 0.3 | All Day | 24.0 | 0 | 0 | 0 | 10.8 | 89.28 | 129.6 | 223.2 | 223.2 | 118.8 | 78.12 | 0 | 0 | 0 | 0 | 0 | 6.0426 | 49.9522 | 72.5112 | 124.8804 | 124.8804 | 66.4686 | 43.7081 | 0 | 0 | 873 | 488.4435 | 0.17153
6763 | AC system | Condenser Fan-2 | R-AHU6 | AC System | 0.75 | [5 empty] | 0.75 | 0.75 | 0.75 | 0.511 | 0.5595 |  | 0.3 | All Day | 24.0 | 0 | 0 | 0 | 10.8 | 89.28 | 129.6 | 223.2 | 223.2 | 118.8 | 78.12 | 0 | 0 | 0 | 0 | 0 | 6.0426 | 49.9522 | 72.5112 | 124.8804 | 124.8804 | 66.4686 | 43.7081 | 0 | 0 | 873 | 488.4435 | 0.17153
6764 | Ventilation | Exhaust Fan | EF-45 | Uniform | 0.75 | [5 empty] | 0.75 | 0.75 | 0.75 | 0.511 | 0.5595 | 0.75 | 1 | 8h - 19h | 11.0 | 341 | 308 | 341 | 330 | 341 | 330 | 341 | 341 | 330 | 341 | 330 | 341 | 107.3191 | 96.9334 | 107.3191 | 103.8572 | 107.3191 | 103.8572 | 107.3191 | 107.3191 | 103.8572 | 107.3191 | 103.8572 | 107.3191 | 4015 | 1263.5958 | 0.050144
6765 | Ventilation | Supply Fan | SF-1 | Uniform | 0.75 | [5 empty] | 0.75 | 0.75 | 0.75 | 0.511 | 0.5595 |  | 0.05 | All Day | 24.0 | 37.2 | 33.6 | 37.2 | 36 | 37.2 | 36 | 37.2 | 37.2 | 36 | 37.2 | 36 | 37.2 | 20.8134 | 18.7992 | 20.8134 | 20.142 | 20.8134 | 20.142 | 20.8134 | 20.8134 | 20.142 | 20.8134 | 20.142 | 20.8134 | 438 | 245.061 | 0.2209
6766 | Pump | Diesel Fuel Pump | P-1a | Uniform | 0.75 | [5 empty] | 0.75 | 0.75 | 0.75 | 0.511 | 0.5595 |  | 0.05 | 24/7 | 24.0 | 37.2 | 33.6 | 37.2 | 36 | 37.2 | 36 | 37.2 | 37.2 | 36 | 37.2 | 36 | 37.2 | 20.8134 | 18.7992 | 20.8134 | 20.142 | 20.8134 | 20.142 | 20.8134 | 20.8134 | 20.142 | 20.8134 | 20.142 | 20.8134 | 438 | 245.061 | 0.024537
6767 | Pump | Diesel Fuel Pump | P-1b | Uniform | 0.75 | [5 empty] | 0.75 | 0.75 | 0.75 | 0.511 | 0.5595 |  | 0.05 | 24/7 | 24.0 | 37.2 | 33.6 | 37.2 | 36 | 37.2 | 36 | 37.2 | 37.2 | 36 | 37.2 | 36 | 37.2 | 20.8134 | 18.7992 | 20.8134 | 20.142 | 20.8134 | 20.142 | 20.8134 | 20.8134 | 20.142 | 20.8134 | 20.142 | 20.8134 | 438 | 245.061 | 0.024537
6768 | Pump | Diesel Fuel Pump | P-1c | Uniform | 0.75 | [5 empty] | 0.75 | 0.75 | 0.75 | 0.511 | 0.5595 |  | 0.05 | 24/7 | 24.0 | 37.2 | 33.6 | 37.2 | 36 | 37.2 | 36 | 37.2 | 37.2 | 36 | 37.2 | 36 | 37.2 | 20.8134 | 18.7992 | 20.8134 | 20.142 | 20.8134 | 20.142 | 20.8134 | 20.8134 | 20.142 | 20.8134 | 20.142 | 20.8134 | 438 | 245.061 | 0.024537
6769 | AC system | Condenser Fan | RTHP-1 | Cooling 1 | 0.75 | [5 empty] | 0.75 | 0.75 | 0.75 | 0.511 | 0.5595 |  | 0.2 | All Day | 24.0 | 0 | 0 | 0 | 0 | 74.4 | 144 | 148.8 | 148.8 | 72 | 0 | 0 | 0 | 0 | 0 | 0 | 0 | 41.6268 | 80.568 | 83.2536 | 83.2536 | 40.284 | 0 | 0 | 0 | 588 | 328.986 | 0.1604
6770 | AC system | Condenser Fan | RTHP-2 | Cooling 1 | 0.75 | [5 empty] | 0.75 | 0.75 | 0.75 | 0.511 | 0.5595 |  | 0.2 | All Day | 24.0 | 0 | 0 | 0 | 0 | 74.4 | 144 | 148.8 | 148.8 | 72 | 0 | 0 | 0 | 0 | 0 | 0 | 0 | 41.6268 | 80.568 | 83.2536 | 83.2536 | 40.284 | 0 | 0 | 0 | 588 | 328.986 | 0.1604
6771 | Ventilation | Supply fan | AHU | Uniform | 0.75 | [5 empty] | 0.75 | 0.75 | 0.75 | 0.511 | 0.5595 |  | 0.4 | All Day | 24.0 | 297.6 | 268.8 | 297.6 | 288 | 297.6 | 288 | 297.6 | 297.6 | 288 | 297.6 | 288 | 297.6 | 166.5072 | 150.3936 | 166.5072 | 161.136 | 166.5072 | 161.136 | 166.5072 | 166.5072 | 161.136 | 166.5072 | 161.136 | 166.5072 | 3504 | 1960.488 | 1.8241
6772 | Ventilation | Supply Fan | MUA-New Wing | Uniform | 0.75 | [5 empty] | 0.75 | 0.75 | 0.75 | 0.511 | 0.5595 |  | 0.8 | All Day | 24.0 | 595.2 | 537.6 | 595.2 | 576 | 595.2 | 576 | 595.2 | 595.2 | 576 | 595.2 | 576 | 595.2 | 333.0144 | 300.7872 | 333.0144 | 322.272 | 333.0144 | 322.272 | 333.0144 | 333.0144 | 322.272 | 333.0144 | 322.272 | 333.0144 | 7008 | 3920.976 | 1.0625
6773 | Ventilation | Supply Fan | F-3 | Uniform | 0.75 | [5 empty] | 0.75 | 0.75 | 0.75 | 0.511 | 0.5595 |  | 1 | AHU-1 (Example) | 15.0 | 465 | 420 | 465 | 450 | 465 | 450 | 465 | 465 | 450 | 465 | 450 | 465 | 260.1675 | 234.99 | 260.1675 | 251.775 | 260.1675 | 251.775 | 260.1675 | 260.1675 | 251.775 | 260.1675 | 251.775 | 260.1675 | 5475 | 3063.2625 | 12.9019
6774 | Ventilation | Supply Fan | F-3 | Uniform | 0.75 | [5 empty] | 0.75 | 0.75 | 0.75 | 0.511 | 0.5595 |  | 1 | AHU-1 (Example) | 15.0 | 465 | 420 | 465 | 450 | 465 | 450 | 465 | 465 | 450 | 465 | 450 | 465 | 260.1675 | 234.99 | 260.1675 | 251.775 | 260.1675 | 251.775 | 260.1675 | 260.1675 | 251.775 | 260.1675 | 251.775 | 260.1675 | 5475 | 3063.2625 | 12.9019
6775 | Ventilation | Supply Fan | RTU-9 | Uniform | 0.75 | [5 empty] | 0.75 | 0.75 | 0.75 | 0.511 | 0.5595 |  | 1 | RTU-9 | 15.0 | 465 | 420 | 465 | 450 | 465 | 450 | 465 | 465 | 450 | 465 | 450 | 465 | 260.1675 | 234.99 | 260.1675 | 251.775 | 260.1675 | 251.775 | 260.1675 | 260.1675 | 251.775 | 260.1675 | 251.775 | 260.1675 | 5475 | 3063.2625 | 0.30671
6776 | Ice Plant | Fresh water Make-up 1 |  | Ice Plant Uniform | 0.75 | [5 empty] | 0.75 | 0.75 | 0.75 | 0.511 | 0.5595 |  | 1 | All Day | 24.0 | 744 | 672 | 744 | 720 | 744 | 360 | 744 | 744 | 720 | 744 | 720 | 744 | 416.268 | 375.984 | 416.268 | 402.84 | 416.268 | 201.42 | 416.268 | 416.268 | 402.84 | 416.268 | 402.84 | 416.268 | 8400 | 4699.8 | 0.27064
6777 | Ice Plant | Fresh water Make-up 2 |  | Ice Plant Uniform | 0.75 | [5 empty] | 0.75 | 0.75 | 0.75 | 0.511 | 0.5595 |  | 1 | All Day | 24.0 | 744 | 672 | 744 | 720 | 744 | 360 | 744 | 744 | 720 | 744 | 720 | 744 | 416.268 | 375.984 | 416.268 | 402.84 | 416.268 | 201.42 | 416.268 | 416.268 | 402.84 | 416.268 | 402.84 | 416.268 | 8400 | 4699.8 | 0.27064
6778 | Pump | Sec Radiation Circ Pump | P-108 | Heating 1 | 0.75 |  | 1 |  | 115.0 |  | 0.75 | 0.75 | 0.75 | 0.69667 | 0.5595 |  | 0.3 | All Day | 24.0 | 223.2 | 201.6 | 223.2 | 210 | 189 | 161.4 | 146.7 | 155.7 | 194.7 | 218.1 | 215.7 | 223.2 | 124.8804 | 112.7952 | 124.8804 | 117.495 | 105.7455 | 90.3033 | 82.0786 | 87.1141 | 108.9347 | 122.0269 | 120.6842 | 124.8804 | 2362.5 | 1321.8187 | 0.15306
6779 | Ventilation | Fan Coil Unit | FC-14 | Uniform | 0.75 | [5 empty] | 0.75 | 0.75 | 0.75 | 0.511 | 0.5595 |  | 1 | I | 5.0 | 155 | 140 | 155 | 150 | 155 | 150 | 155 | 155 | 150 | 155 | 150 | 155 | 86.7225 | 78.33 | 86.7225 | 83.925 | 86.7225 | 83.925 | 86.7225 | 86.7225 | 83.925 | 86.7225 | 83.925 | 86.7225 | 1825 | 1021.0875 | 0.071357
6780 | Ventilation | Supply Fan | RTU-2 | Uniform | 0.75 | [5 empty] | 0.75 | 0.75 | 0.75 | 0.511 | 0.5595 |  | 1 | Admin-RTU-2 | 10.0 | 310 | 280 | 310 | 300 | 310 | 300 | 310 | 310 | 300 | 310 | 300 | 310 | 173.445 | 156.66 | 173.445 | 167.85 | 173.445 | 167.85 | 173.445 | 173.445 | 167.85 | 173.445 | 167.85 | 173.445 | 3650 | 2042.175 | 0.25243
6781 | Ventilation | Supply Fan | RTU-4 | Uniform | 0.75 | [5 empty] | 0.75 | 0.75 | 0.75 | 0.511 | 0.5595 |  | 1 | RTU-4 | 13.0 | 403 | 364 | 403 | 390 | 403 | 390 | 403 | 403 | 390 | 403 | 390 | 403 | 225.4785 | 203.658 | 225.4785 | 218.205 | 225.4785 | 218.205 | 225.4785 | 225.4785 | 218.205 | 225.4785 | 218.205 | 225.4785 | 4745 | 2654.8275 | 4.5148
6782 | Ventilation | AHU-201 EF 201D | EAX-201D | Uniform | 0.75 | [5 empty] | 0.75 | 0.75 | 0.75 | 0.511 | 0.5595 |  | 1 | AHU-201 | 21.6 | 669.6 | 604.8 | 669.6 | 648 | 669.6 | 648 | 669.6 | 669.6 | 648 | 669.6 | 648 | 669.6 | 374.6412 | 338.3856 | 374.6412 | 362.556 | 374.6412 | 362.556 | 374.6412 | 374.6412 | 362.556 | 374.6412 | 362.556 | 374.6412 | 7884 | 4411.098 | 0.088278
6783 | Ventilation | AHU-201 EF 201 | EAX-201 | Uniform | 0.75 | [5 empty] | 0.75 | 0.75 | 0.75 | 0.511 | 0.5595 |  | 1 | AHU-201 | 21.6 | 669.6 | 604.8 | 669.6 | 648 | 669.6 | 648 | 669.6 | 669.6 | 648 | 669.6 | 648 | 669.6 | 374.6412 | 338.3856 | 374.6412 | 362.556 | 374.6412 | 362.556 | 374.6412 | 374.6412 | 362.556 | 374.6412 | 362.556 | 374.6412 | 7884 | 4411.098 | 0.088278
6784 | Ventilation | Exhaust Fan | EF-22 | Uniform | 0.75 | [5 empty] | 0.75 | 0.75 | 0.75 | 0.511 | 0.5595 |  | 1 | 1h 1d | 1.0 | 31 | 28 | 31 | 30 | 31 | 30 | 31 | 31 | 30 | 31 | 30 | 31 | 17.3445 | 15.666 | 17.3445 | 16.785 | 17.3445 | 16.785 | 17.3445 | 17.3445 | 16.785 | 17.3445 | 16.785 | 17.3445 | 365 | 204.2175 | 0.024226
6785 | Ventilation | Makeup unit / RTU | MUA-1 | Uniform | 0.75 | [5 empty] | 0.75 | 0.75 | 0.75 | 0.511 | 0.5595 |  | 1 | Vent schedule | 16.0 | 496 | 448 | 496 | 480 | 496 | 480 | 496 | 496 | 480 | 496 | 480 | 496 | 277.512 | 250.656 | 277.512 | 268.56 | 277.512 | 268.56 | 277.512 | 277.512 | 268.56 | 277.512 | 268.56 | 277.512 | 5840 | 3267.48 | 9.4336
6786 | Ventilation | Makeup unit / RTU | MUA-2 | Uniform | 0.75 | [5 empty] | 0.75 | 0.75 | 0.75 | 0.511 | 0.5595 |  | 1 | Vent schedule | 16.0 | 496 | 448 | 496 | 480 | 496 | 480 | 496 | 496 | 480 | 496 | 480 | 496 | 277.512 | 250.656 | 277.512 | 268.56 | 277.512 | 268.56 | 277.512 | 277.512 | 268.56 | 277.512 | 268.56 | 277.512 | 5840 | 3267.48 | 9.4336
6787 | Ventilation | Exhaust Fan | FNE036-VTC | Uniform | 0.75 | [5 empty] | 0.75 | 0.75 | 0.75 | 0.511 | 0.5595 |  | 1 | Bay Hours | 16.0 | 496 | 448 | 496 | 480 | 496 | 480 | 496 | 496 | 480 | 496 | 480 | 496 | 277.512 | 250.656 | 277.512 | 268.56 | 277.512 | 268.56 | 277.512 | 277.512 | 268.56 | 277.512 | 268.56 | 277.512 | 5840 | 3267.48 | 0.18286
6788 | Ventilation | Exhaust Fan | FNE053-VTC | Uniform | 0.75 | [5 empty] | 0.75 | 0.75 | 0.75 | 0.511 | 0.5595 |  | 1 | Bay Hours | 16.0 | 496 | 448 | 496 | 480 | 496 | 480 | 496 | 496 | 480 | 496 | 480 | 496 | 277.512 | 250.656 | 277.512 | 268.56 | 277.512 | 268.56 | 277.512 | 277.512 | 268.56 | 277.512 | 268.56 | 277.512 | 5840 | 3267.48 | 0.18286
6789 | Ventilation | Unit heater | UH-3 SF | Uniform | 0.75 | [5 empty] | 0.75 | 0.75 | 0.75 | 0.511 | 0.5595 |  | 0.5 |  | 10.5 | 162.75 | 147 | 162.75 | 157.5 | 162.75 | 157.5 | 162.75 | 162.75 | 157.5 | 162.75 | 157.5 | 162.75 | 91.0586 | 82.2465 | 91.0586 | 88.1213 | 91.0586 | 88.1213 | 91.0586 | 91.0586 | 88.1213 | 91.0586 | 88.1213 | 91.0586 | 1916.25 | 1072.1419 | 0.074799
6790 | Ventilation | Unit heater | UH-3 SF | Uniform | 0.75 | [5 empty] | 0.75 | 0.75 | 0.75 | 0.511 | 0.5595 |  | 0.5 |  | 10.5 | 162.75 | 147 | 162.75 | 157.5 | 162.75 | 157.5 | 162.75 | 162.75 | 157.5 | 162.75 | 157.5 | 162.75 | 91.0586 | 82.2465 | 91.0586 | 88.1213 | 91.0586 | 88.1213 | 91.0586 | 91.0586 | 88.1213 | 91.0586 | 88.1213 | 91.0586 | 1916.25 | 1072.1419 | 0.075461
6791 | Ventilation | Unit heater | UH-4 SF | Uniform | 0.75 | [5 empty] | 0.75 | 0.75 | 0.75 | 0.511 | 0.5595 |  | 1 |  | 10.5 | 325.5 | 294 | 325.5 | 315 | 325.5 | 315 | 325.5 | 325.5 | 315 | 325.5 | 315 | 325.5 | 182.1173 | 164.493 | 182.1173 | 176.2425 | 182.1173 | 176.2425 | 182.1173 | 182.1173 | 176.2425 | 182.1173 | 176.2425 | 182.1173 | 3832.5 | 2144.2838 | 0.1496
6792 | Ventilation | Supply Fan | RTU-7 | Uniform | 0.75 | [5 empty] | 0.75 | 0.75 | 0.75 | 0.511 | 0.5595 |  | 1 | RTU-7, RTU-8 | 10.5 | 325.5 | 294 | 325.5 | 315 | 325.5 | 315 | 325.5 | 325.5 | 315 | 325.5 | 315 | 325.5 | 182.1173 | 164.493 | 182.1173 | 176.2425 | 182.1173 | 176.2425 | 182.1173 | 182.1173 | 176.2425 | 182.1173 | 176.2425 | 182.1173 | 3832.5 | 2144.2838 | 0.2147
6793 | Ventilation | Supply Fan | RTU-8 | Uniform | 0.75 | [5 empty] | 0.75 | 0.75 | 0.75 | 0.511 | 0.5595 |  | 1 | RTU-7, RTU-8 | 10.5 | 325.5 | 294 | 325.5 | 315 | 325.5 | 315 | 325.5 | 325.5 | 315 | 325.5 | 315 | 325.5 | 182.1173 | 164.493 | 182.1173 | 176.2425 | 182.1173 | 176.2425 | 182.1173 | 182.1173 | 176.2425 | 182.1173 | 176.2425 | 182.1173 | 3832.5 | 2144.2838 | 0.2147
6794 | Ventilation | Unit heater | UH-4 SF | Uniform | 0.75 | [5 empty] | 0.75 | 0.75 | 0.75 | 0.511 | 0.5595 |  | 1 |  | 10.5 | 325.5 | 294 | 325.5 | 315 | 325.5 | 315 | 325.5 | 325.5 | 315 | 325.5 | 315 | 325.5 | 182.1173 | 164.493 | 182.1173 | 176.2425 | 182.1173 | 176.2425 | 182.1173 | 182.1173 | 176.2425 | 182.1173 | 176.2425 | 182.1173 | 3832.5 | 2144.2838 | 0.15092
6795 | Ventilation | Supply Fan | RTU-2 | Uniform | 0.75 | [5 empty] | 0.75 | 0.75 | 0.75 | 0.511 | 0.5595 |  | 1 | Ventilation | 15.5 | 480.5 | 434 | 480.5 | 465 | 480.5 | 465 | 480.5 | 480.5 | 465 | 480.5 | 465 | 480.5 | 268.8397 | 242.823 | 268.8397 | 260.1675 | 268.8397 | 260.1675 | 268.8397 | 268.8397 | 260.1675 | 268.8397 | 260.1675 | 268.8397 | 5657.5 | 3165.3713 | 3.7349
6796 | Ventilation | Supply Fan | RTU-4 | Uniform | 0.75 | [5 empty] | 0.75 | 0.75 | 0.75 | 0.511 | 0.5595 |  | 1 | RTU-4 | 12.5 | 387.5 | 350 | 387.5 | 375 | 387.5 | 375 | 387.5 | 387.5 | 375 | 387.5 | 375 | 387.5 | 216.8063 | 195.825 | 216.8063 | 209.8125 | 216.8063 | 209.8125 | 216.8063 | 216.8063 | 209.8125 | 216.8063 | 209.8125 | 216.8063 | 4562.5 | 2552.7188 | 0.25559
6797 | Ventilation | Supply fan |  | Uniform | 0.75 | [5 empty] | 0.75 | 0.75 | 0.75 | 0.511 | 0.5595 |  | 1 |  | 17.5 | 542.5 | 490 | 542.5 | 525 | 542.5 | 525 | 542.5 | 542.5 | 525 | 542.5 | 525 | 542.5 | 303.5288 | 274.155 | 303.5288 | 293.7375 | 303.5288 | 293.7375 | 303.5288 | 303.5288 | 293.7375 | 303.5288 | 293.7375 | 303.5288 | 6387.5 | 3573.8063 | 21.1287
6798 | Ventilation | Supply fan |  | Uniform | 0.75 | [5 empty] | 0.75 | 0.75 | 0.75 | 0.511 | 0.5595 |  | 1 |  | 17.5 | 542.5 | 490 | 542.5 | 525 | 542.5 | 525 | 542.5 | 542.5 | 525 | 542.5 | 525 | 542.5 | 303.5288 | 274.155 | 303.5288 | 293.7375 | 303.5288 | 293.7375 | 303.5288 | 303.5288 | 293.7375 | 303.5288 | 293.7375 | 303.5288 | 6387.5 | 3573.8063 | 21.1287
6799 | Ventilation | EF | EF19 | Uniform | 0.75 | [5 empty] | 0.75 | 0.75 | 0.75 | 0.511 | 0.5595 |  | 1 | Occupied | 16.75 | 519.25 | 469 | 519.25 | 502.5 | 519.25 | 502.5 | 519.25 | 519.25 | 502.5 | 519.25 | 502.5 | 519.25 | 290.5204 | 262.4055 | 290.5204 | 281.1488 | 290.5204 | 281.1488 | 290.5204 | 290.5204 | 281.1488 | 290.5204 | 281.1488 | 290.5204 | 6113.75 | 3420.6431 | 0.36583
6800 | Ventilation | EF | EF19 | Uniform | 0.75 | [5 empty] | 0.75 | 0.75 | 0.75 | 0.511 | 0.5595 |  | 1 | Occupied | 16.75 | 519.25 | 469 | 519.25 | 502.5 | 519.25 | 502.5 | 519.25 | 519.25 | 502.5 | 519.25 | 502.5 | 519.25 | 290.5204 | 262.4055 | 290.5204 | 281.1488 | 290.5204 | 281.1488 | 290.5204 | 290.5204 | 281.1488 | 290.5204 | 281.1488 | 290.5204 | 6113.75 | 3420.6431 | 0.33236
6801 | Ventilation | Supply Fan | BCU-1 | Uniform | 0.75 | [5 empty] | 0.75 | 0.75 | 0.75 | 0.511 | 0.5595 |  | 1 | AH-1 | 9.028571429 | 279.8857 | 252.8 | 279.8857 | 270.8571 | 279.8857 | 270.8571 | 279.8857 | 279.8857 | 270.8571 | 279.8857 | 270.8571 | 279.8857 | 156.5961 | 141.4416 | 156.5961 | 151.5446 | 156.5961 | 151.5446 | 156.5961 | 156.5961 | 151.5446 | 156.5961 | 151.5446 | 156.5961 | 3295.4286 | 1843.7923 | 0.22709
6802 | Ventilation | AHU-203 EF 203 | EAX-203 | Uniform | 0.75 | [5 empty] | 0.75 | 0.75 | 0.75 | 0.511 | 0.5595 |  | 1 | AHU-202/3/4 | 21.72244897959180 | 673.3959 | 608.2286 | 673.3959 | 651.6735 | 673.3959 | 651.6735 | 673.3959 | 673.3959 | 651.6735 | 673.3959 | 651.6735 | 673.3959 | 376.765 | 340.3039 | 376.765 | 364.6113 | 376.765 | 364.6113 | 376.765 | 376.765 | 364.6113 | 376.765 | 364.6113 | 376.765 | 7928.6939 | 4436.1042 | 0.088778
6803 | Pump | Pump | P-9 | Heating 1 | 0.75 | [5 empty] | 0.75 | 0.75 | 0.75 | 0.511 | 0.5595 |  | 1 | AH-1 | 9.028571428571430 | 279.8857 | 252.8 | 209.9143 | 135.4286 | 111.9543 | 54.1714 | 6.9971 | 6.9971 | 6.7714 | 55.9771 | 108.3429 | 279.8857 | 156.5961 | 141.4416 | 117.447 | 75.7723 | 62.6384 | 30.3089 | 3.9149 | 3.9149 | 3.7886 | 31.3192 | 60.6178 | 156.5961 | 1509.1257 | 844.3558 | 0.104
6804 | Pump | Misc | NS AHU Sump | Cooling 1 | 0.75 |  | 3 |  | 440.0 |  | 0.75 | 0.75 | 0.75 | 0.511 | 0.5595 |  | 0.01 | All Day | 24.0 | 0 | 0 | 0 | 0.72 | 2.976 | 4.32 | 5.952 | 5.952 | 2.16 | 0 | 0 | 0 | 0 | 0 | 0 | 0.40284 | 1.6651 | 2.417 | 3.3301 | 3.3301 | 1.2085 | 0 | 0 | 0 | 22.08 | 12.3538 | 0.00030769
6805 | AC system | Condensor Fan | Un-labelled RTU | Cooling 1 | 0.75 | [5 empty] | 0.75 | 0.75 | 0.75 | 0.511 | 0.5595 |  | 0.35 | All Day | 24.0 | 0 | 0 | 0 | 12.6 | 130.2 | 252 | 260.4 | 260.4 | 126 | 13.02 | 0 | 0 | 0 | 0 | 0 | 7.0497 | 72.8469 | 140.994 | 145.6938 | 145.6938 | 70.497 | 7.2847 | 0 | 0 | 1054.62 | 590.0599 | 0.19267
6806 | Pump | Pump | P-15 | Uniform | 0.75 | [5 empty] | 0.75 | 0.75 | 0.75 | 0.511 | 0.5595 |  | 0.05 | Occupied | 18.357142857142900 | 28.4536 | 25.7 | 28.4536 | 27.5357 | 28.4536 | 27.5357 | 28.4536 | 28.4536 | 27.5357 | 28.4536 | 27.5357 | 28.4536 | 15.9198 | 14.3791 | 15.9198 | 15.4062 | 15.9198 | 15.4062 | 15.9198 | 15.9198 | 15.4062 | 15.9198 | 15.4062 | 15.9198 | 335.0179 | 187.4425 | 0.016654
6807 | Pump | Pump | P-16 | Uniform | 0.75 | [5 empty] | 0.75 | 0.75 | 0.75 | 0.511 | 0.5595 |  | 0.05 | Occupied | 18.357142857142900 | 28.4536 | 25.7 | 28.4536 | 27.5357 | 28.4536 | 27.5357 | 28.4536 | 28.4536 | 27.5357 | 28.4536 | 27.5357 | 28.4536 | 15.9198 | 14.3791 | 15.9198 | 15.4062 | 15.9198 | 15.4062 | 15.9198 | 15.9198 | 15.4062 | 15.9198 | 15.4062 | 15.9198 | 335.0179 | 187.4425 | 0.016654
6808 | Heat pump | Evaporator Fan | HPU-01 | Heat Pump | 0.75 | [5 empty] | 0.75 | 0.75 | 0.75 | 0.511 | 0.5595 |  | 0.45 | All Day | 24.0 | 334.8 | 302.4 | 334.8 | 324 | 200.88 | 291.6 | 301.32 | 301.32 | 129.6 | 234.36 | 324 | 167.4 | 187.3206 | 169.1928 | 187.3206 | 181.278 | 112.3924 | 163.1502 | 168.5885 | 168.5885 | 72.5112 | 131.1244 | 181.278 | 93.6603 | 3246.48 | 1816.4056 | 0.093288
6809 | Heat pump | Evaporator Fan | HPU-02 | Heat Pump | 0.75 | [5 empty] | 0.75 | 0.75 | 0.75 | 0.511 | 0.5595 |  | 0.45 | All Day | 24.0 | 334.8 | 302.4 | 334.8 | 324 | 200.88 | 291.6 | 301.32 | 301.32 | 129.6 | 234.36 | 324 | 167.4 | 187.3206 | 169.1928 | 187.3206 | 181.278 | 112.3924 | 163.1502 | 168.5885 | 168.5885 | 72.5112 | 131.1244 | 181.278 | 93.6603 | 3246.48 | 1816.4056 | 0.093288
6810 | Heat pump | Evaporator Fan | HPU-03 | Heat Pump | 0.75 | [5 empty] | 0.75 | 0.75 | 0.75 | 0.511 | 0.5595 |  | 0.45 | All Day | 24.0 | 334.8 | 302.4 | 334.8 | 324 | 200.88 | 291.6 | 301.32 | 301.32 | 129.6 | 234.36 | 324 | 167.4 | 187.3206 | 169.1928 | 187.3206 | 181.278 | 112.3924 | 163.1502 | 168.5885 | 168.5885 | 72.5112 | 131.1244 | 181.278 | 93.6603 | 3246.48 | 1816.4056 | 0.093288
6811 | Heat pump | Evaporator Fan | HPU-04 | Heat Pump | 0.75 | [5 empty] | 0.75 | 0.75 | 0.75 | 0.511 | 0.5595 |  | 0.45 | All Day | 24.0 | 334.8 | 302.4 | 334.8 | 324 | 200.88 | 291.6 | 301.32 | 301.32 | 129.6 | 234.36 | 324 | 167.4 | 187.3206 | 169.1928 | 187.3206 | 181.278 | 112.3924 | 163.1502 | 168.5885 | 168.5885 | 72.5112 | 131.1244 | 181.278 | 93.6603 | 3246.48 | 1816.4056 | 0.093288
6812 | Heat pump | Evaporator Fan | HPU-0101 | Heat Pump | 0.75 | [5 empty] | 0.75 | 0.75 | 0.75 | 0.511 | 0.5595 |  | 0.45 | All Day | 24.0 | 334.8 | 302.4 | 334.8 | 324 | 200.88 | 291.6 | 301.32 | 301.32 | 129.6 | 234.36 | 324 | 167.4 | 187.3206 | 169.1928 | 187.3206 | 181.278 | 112.3924 | 163.1502 | 168.5885 | 168.5885 | 72.5112 | 131.1244 | 181.278 | 93.6603 | 3246.48 | 1816.4056 | 0.093288
6813 | Heat pump | Evaporator Fan | HPU-0103 | Heat Pump | 0.75 | [5 empty] | 0.75 | 0.75 | 0.75 | 0.511 | 0.5595 |  | 0.45 | All Day | 24.0 | 334.8 | 302.4 | 334.8 | 324 | 200.88 | 291.6 | 301.32 | 301.32 | 129.6 | 234.36 | 324 | 167.4 | 187.3206 | 169.1928 | 187.3206 | 181.278 | 112.3924 | 163.1502 | 168.5885 | 168.5885 | 72.5112 | 131.1244 | 181.278 | 93.6603 | 3246.48 | 1816.4056 | 0.093288
6814 | Heat pump | Evaporator Fan | HPU-0105 | Heat Pump | 0.75 | [5 empty] | 0.75 | 0.75 | 0.75 | 0.511 | 0.5595 |  | 0.45 | All Day | 24.0 | 334.8 | 302.4 | 334.8 | 324 | 200.88 | 291.6 | 301.32 | 301.32 | 129.6 | 234.36 | 324 | 167.4 | 187.3206 | 169.1928 | 187.3206 | 181.278 | 112.3924 | 163.1502 | 168.5885 | 168.5885 | 72.5112 | 131.1244 | 181.278 | 93.6603 | 3246.48 | 1816.4056 | 0.093288
6815 | Heat pump | Evaporator Fan | HPU-0106 | Heat Pump | 0.75 | [5 empty] | 0.75 | 0.75 | 0.75 | 0.511 | 0.5595 |  | 0.45 | All Day | 24.0 | 334.8 | 302.4 | 334.8 | 324 | 200.88 | 291.6 | 301.32 | 301.32 | 129.6 | 234.36 | 324 | 167.4 | 187.3206 | 169.1928 | 187.3206 | 181.278 | 112.3924 | 163.1502 | 168.5885 | 168.5885 | 72.5112 | 131.1244 | 181.278 | 93.6603 | 3246.48 | 1816.4056 | 0.093288
6816 | Heat pump | Evaporator Fan | HPU-0401 | Heat Pump | 0.75 | [5 empty] | 0.75 | 0.75 | 0.75 | 0.511 | 0.5595 |  | 0.45 | All Day | 24.0 | 334.8 | 302.4 | 334.8 | 324 | 200.88 | 291.6 | 301.32 | 301.32 | 129.6 | 234.36 | 324 | 167.4 | 187.3206 | 169.1928 | 187.3206 | 181.278 | 112.3924 | 163.1502 | 168.5885 | 168.5885 | 72.5112 | 131.1244 | 181.278 | 93.6603 | 3246.48 | 1816.4056 | 0.093288
6817 | Heat pump | Evaporator Fan | HPU-0402 | Heat Pump | 0.75 | [5 empty] | 0.75 | 0.75 | 0.75 | 0.511 | 0.5595 |  | 0.45 | All Day | 24.0 | 334.8 | 302.4 | 334.8 | 324 | 200.88 | 291.6 | 301.32 | 301.32 | 129.6 | 234.36 | 324 | 167.4 | 187.3206 | 169.1928 | 187.3206 | 181.278 | 112.3924 | 163.1502 | 168.5885 | 168.5885 | 72.5112 | 131.1244 | 181.278 | 93.6603 | 3246.48 | 1816.4056 | 0.093288
6818 | Heat pump | Evaporator Fan | HPU-0501 | Heat Pump | 0.75 | [5 empty] | 0.75 | 0.75 | 0.75 | 0.511 | 0.5595 |  | 0.45 | All Day | 24.0 | 334.8 | 302.4 | 334.8 | 324 | 200.88 | 291.6 | 301.32 | 301.32 | 129.6 | 234.36 | 324 | 167.4 | 187.3206 | 169.1928 | 187.3206 | 181.278 | 112.3924 | 163.1502 | 168.5885 | 168.5885 | 72.5112 | 131.1244 | 181.278 | 93.6603 | 3246.48 | 1816.4056 | 0.093288
6819 | Pump | WC HEAT RECOVERY | S-P7 | Heating 1 | 0.75 | [5 empty] | 0.75 | 0.75 | 0.75 | 0.511 | 0.5595 |  | 1 | All Day | 24.0 | 744 | 672 | 669.6 | 360 | 297.6 | 72 | 0 | 0 | 72 | 297.6 | 288 | 520.8 | 416.268 | 375.984 | 374.6412 | 201.42 | 166.5072 | 40.284 | 0 | 0 | 40.284 | 166.5072 | 161.136 | 291.3876 | 3993.6 | 2234.4192 | 0.37163
6820 | Pump | HPWA SOURCE PUMP | S-P8 | Heating 1 | 0.75 | [5 empty] | 0.75 | 0.75 | 0.75 | 0.511 | 0.5595 |  | 1 | All Day | 24.0 | 744 | 672 | 669.6 | 360 | 297.6 | 72 | 0 | 0 | 72 | 297.6 | 288 | 520.8 | 416.268 | 375.984 | 374.6412 | 201.42 | 166.5072 | 40.284 | 0 | 0 | 40.284 | 166.5072 | 161.136 | 291.3876 | 3993.6 | 2234.4192 | 0.37163
6821 | Ventilation | FCU Fan | FC-11.3 | FCU | 0.75 | [5 empty] | 0.75 | 0.75 | 0.75 | 0.511 | 0.5595 |  | 0.75 | Amenity FC | 18.0 | 418.5 | 340.2 | 167.4 | 40.5 | 167.4 | 202.5 | 418.5 | 418.5 | 283.5 | 251.1 | 364.5 | 418.5 | 234.1507 | 190.3419 | 93.6603 | 22.6597 | 93.6603 | 113.2987 | 234.1507 | 234.1507 | 158.6182 | 140.4905 | 203.9377 | 234.1507 | 3491.1 | 1953.2704 | 0.35141
6822 | AC system | Supply fan | AC-267-SF | Cooling 1 | 0.75 | [5 empty] | 0.75 | 0.75 | 0.75 | 0.511 | 0.5595 |  | 1 |  | 24.0 | 372 | 537.6 | 595.2 | 576 | 595.2 | 720 | 744 | 744 | 576 | 595.2 | 576 | 372 | 208.134 | 300.7872 | 333.0144 | 322.272 | 333.0144 | 402.84 | 416.268 | 416.268 | 322.272 | 333.0144 | 322.272 | 208.134 | 7003.2 | 3918.2904 | 0.59971
6823 | Ventilation | AH1 Combustion Fan |  | Heating 1 | 0.75 | [5 empty] | 0.75 | 0.75 | 0.75 | 0.511 | 0.5595 |  | 1 | AHU-1 | 16.0 | 496 | 448 | 372 | 240 | 198.4 | 96 | 12.4 | 12.4 | 12 | 99.2 | 192 | 347.2 | 277.512 | 250.656 | 208.134 | 134.28 | 111.0048 | 53.712 | 6.9378 | 6.9378 | 6.714 | 55.5024 | 107.424 | 194.2584 | 2525.6 | 1413.0732 | 0.081374
6824 | AC system | Condenser Fan | RTU-1 | Cooling 2 | 0.75 | [5 empty] | 0.75 | 0.75 | 0.75 | 0.511 | 0.5595 |  | 0.28 | 24h 7d | 24.0 | 0 | 0 | 0 | 60.48 | 104.16 | 141.12 | 208.32 | 208.32 | 141.12 | 104.16 | 0 | 0 | 0 | 0 | 0 | 33.8386 | 58.2775 | 78.9566 | 116.555 | 116.555 | 78.9566 | 58.2775 | 0 | 0 | 967.68 | 541.417 | 0.064229
6825 | AC system | Condenser Fan | RTU-1 | Cooling 2 | 0.75 | [5 empty] | 0.75 | 0.75 | 0.75 | 0.511 | 0.5595 |  | 0.28 | 24h 7d | 24.0 | 0 | 0 | 0 | 60.48 | 104.16 | 141.12 | 208.32 | 208.32 | 141.12 | 104.16 | 0 | 0 | 0 | 0 | 0 | 33.8386 | 58.2775 | 78.9566 | 116.555 | 116.555 | 78.9566 | 58.2775 | 0 | 0 | 967.68 | 541.417 | 0.064229
6826 | AC system | Condenser Fan | RTU-1 | Cooling 2 | 0.75 | [5 empty] | 0.75 | 0.75 | 0.75 | 0.511 | 0.5595 |  | 0.28 | 24h 7d | 24.0 | 0 | 0 | 0 | 60.48 | 104.16 | 141.12 | 208.32 | 208.32 | 141.12 | 104.16 | 0 | 0 | 0 | 0 | 0 | 33.8386 | 58.2775 | 78.9566 | 116.555 | 116.555 | 78.9566 | 58.2775 | 0 | 0 | 967.68 | 541.417 | 0.064229
6827 | AC system | Condenser Fan | RTU-1 | Cooling 2 | 0.75 | [5 empty] | 0.75 | 0.75 | 0.75 | 0.511 | 0.5595 |  | 0.28 | 24h 7d | 24.0 | 0 | 0 | 0 | 60.48 | 104.16 | 141.12 | 208.32 | 208.32 | 141.12 | 104.16 | 0 | 0 | 0 | 0 | 0 | 33.8386 | 58.2775 | 78.9566 | 116.555 | 116.555 | 78.9566 | 58.2775 | 0 | 0 | 967.68 | 541.417 | 0.064229
6828 | AC system | Condenser Fan | RTU-2 | Cooling 2 | 0.75 | [5 empty] | 0.75 | 0.75 | 0.75 | 0.511 | 0.5595 |  | 0.28 | 24h 7d | 24.0 | 0 | 0 | 0 | 60.48 | 104.16 | 141.12 | 208.32 | 208.32 | 141.12 | 104.16 | 0 | 0 | 0 | 0 | 0 | 33.8386 | 58.2775 | 78.9566 | 116.555 | 116.555 | 78.9566 | 58.2775 | 0 | 0 | 967.68 | 541.417 | 0.064229
6829 | AC system | Condenser Fan | RTU-2 | Cooling 2 | 0.75 | [5 empty] | 0.75 | 0.75 | 0.75 | 0.511 | 0.5595 |  | 0.28 | 24h 7d | 24.0 | 0 | 0 | 0 | 60.48 | 104.16 | 141.12 | 208.32 | 208.32 | 141.12 | 104.16 | 0 | 0 | 0 | 0 | 0 | 33.8386 | 58.2775 | 78.9566 | 116.555 | 116.555 | 78.9566 | 58.2775 | 0 | 0 | 967.68 | 541.417 | 0.064229
6830 | AC system | Condenser Fan | RTU-2 | Cooling 2 | 0.75 | [5 empty] | 0.75 | 0.75 | 0.75 | 0.511 | 0.5595 |  | 0.28 | 24h 7d | 24.0 | 0 | 0 | 0 | 60.48 | 104.16 | 141.12 | 208.32 | 208.32 | 141.12 | 104.16 | 0 | 0 | 0 | 0 | 0 | 33.8386 | 58.2775 | 78.9566 | 116.555 | 116.555 | 78.9566 | 58.2775 | 0 | 0 | 967.68 | 541.417 | 0.064229
6831 | AC system | Condenser Fan | RTU-2 | Cooling 2 | 0.75 | [5 empty] | 0.75 | 0.75 | 0.75 | 0.511 | 0.5595 |  | 0.28 | 24h 7d | 24.0 | 0 | 0 | 0 | 60.48 | 104.16 | 141.12 | 208.32 | 208.32 | 141.12 | 104.16 | 0 | 0 | 0 | 0 | 0 | 33.8386 | 58.2775 | 78.9566 | 116.555 | 116.555 | 78.9566 | 58.2775 | 0 | 0 | 967.68 | 541.417 | 0.064229
6832 | AC system | Condenser Fan | RTU-3 | Cooling 2 | 0.75 | [5 empty] | 0.75 | 0.75 | 0.75 | 0.511 | 0.5595 |  | 0.28 | 24h 7d | 24.0 | 0 | 0 | 0 | 60.48 | 104.16 | 141.12 | 208.32 | 208.32 | 141.12 | 104.16 | 0 | 0 | 0 | 0 | 0 | 33.8386 | 58.2775 | 78.9566 | 116.555 | 116.555 | 78.9566 | 58.2775 | 0 | 0 | 967.68 | 541.417 | 0.064229
6833 | AC system | Condenser Fan | RTU-3 | Cooling 2 | 0.75 | [5 empty] | 0.75 | 0.75 | 0.75 | 0.511 | 0.5595 |  | 0.28 | 24h 7d | 24.0 | 0 | 0 | 0 | 60.48 | 104.16 | 141.12 | 208.32 | 208.32 | 141.12 | 104.16 | 0 | 0 | 0 | 0 | 0 | 33.8386 | 58.2775 | 78.9566 | 116.555 | 116.555 | 78.9566 | 58.2775 | 0 | 0 | 967.68 | 541.417 | 0.064229
6834 | AC system | Condenser Fan | RTU-3 | Cooling 2 | 0.75 | [5 empty] | 0.75 | 0.75 | 0.75 | 0.511 | 0.5595 |  | 0.28 | 24h 7d | 24.0 | 0 | 0 | 0 | 60.48 | 104.16 | 141.12 | 208.32 | 208.32 | 141.12 | 104.16 | 0 | 0 | 0 | 0 | 0 | 33.8386 | 58.2775 | 78.9566 | 116.555 | 116.555 | 78.9566 | 58.2775 | 0 | 0 | 967.68 | 541.417 | 0.064229
6835 | AC system | Condenser Fan | RTU-3 | Cooling 2 | 0.75 | [5 empty] | 0.75 | 0.75 | 0.75 | 0.511 | 0.5595 |  | 0.28 | 24h 7d | 24.0 | 0 | 0 | 0 | 60.48 | 104.16 | 141.12 | 208.32 | 208.32 | 141.12 | 104.16 | 0 | 0 | 0 | 0 | 0 | 33.8386 | 58.2775 | 78.9566 | 116.555 | 116.555 | 78.9566 | 58.2775 | 0 | 0 | 967.68 | 541.417 | 0.064229
6836 | AC system | Condenser Fan | RTU-4 | Cooling 2 | 0.75 | [5 empty] | 0.75 | 0.75 | 0.75 | 0.511 | 0.5595 |  | 0.28 | 24h 7d | 24.0 | 0 | 0 | 0 | 60.48 | 104.16 | 141.12 | 208.32 | 208.32 | 141.12 | 104.16 | 0 | 0 | 0 | 0 | 0 | 33.8386 | 58.2775 | 78.9566 | 116.555 | 116.555 | 78.9566 | 58.2775 | 0 | 0 | 967.68 | 541.417 | 0.064229
6837 | AC system | Condenser Fan | RTU-4 | Cooling 2 | 0.75 | [5 empty] | 0.75 | 0.75 | 0.75 | 0.511 | 0.5595 |  | 0.28 | 24h 7d | 24.0 | 0 | 0 | 0 | 60.48 | 104.16 | 141.12 | 208.32 | 208.32 | 141.12 | 104.16 | 0 | 0 | 0 | 0 | 0 | 33.8386 | 58.2775 | 78.9566 | 116.555 | 116.555 | 78.9566 | 58.2775 | 0 | 0 | 967.68 | 541.417 | 0.064229
6838 | AC system | Condenser Fan | RTU-4 | Cooling 2 | 0.75 | [5 empty] | 0.75 | 0.75 | 0.75 | 0.511 | 0.5595 |  | 0.28 | 24h 7d | 24.0 | 0 | 0 | 0 | 60.48 | 104.16 | 141.12 | 208.32 | 208.32 | 141.12 | 104.16 | 0 | 0 | 0 | 0 | 0 | 33.8386 | 58.2775 | 78.9566 | 116.555 | 116.555 | 78.9566 | 58.2775 | 0 | 0 | 967.68 | 541.417 | 0.064229
6839 | AC system | Condenser Fan | RTU-4 | Cooling 2 | 0.75 | [5 empty] | 0.75 | 0.75 | 0.75 | 0.511 | 0.5595 |  | 0.28 | 24h 7d | 24.0 | 0 | 0 | 0 | 60.48 | 104.16 | 141.12 | 208.32 | 208.32 | 141.12 | 104.16 | 0 | 0 | 0 | 0 | 0 | 33.8386 | 58.2775 | 78.9566 | 116.555 | 116.555 | 78.9566 | 58.2775 | 0 | 0 | 967.68 | 541.417 | 0.064229
6840 | AC system | Condenser Fan | RTU-5 | Cooling 2 | 0.75 | [5 empty] | 0.75 | 0.75 | 0.75 | 0.511 | 0.5595 |  | 0.28 | 24h 7d | 24.0 | 0 | 0 | 0 | 60.48 | 104.16 | 141.12 | 208.32 | 208.32 | 141.12 | 104.16 | 0 | 0 | 0 | 0 | 0 | 33.8386 | 58.2775 | 78.9566 | 116.555 | 116.555 | 78.9566 | 58.2775 | 0 | 0 | 967.68 | 541.417 | 0.064229
6841 | AC system | Condenser Fan | RTU-5 | Cooling 2 | 0.75 | [5 empty] | 0.75 | 0.75 | 0.75 | 0.511 | 0.5595 |  | 0.28 | 24h 7d | 24.0 | 0 | 0 | 0 | 60.48 | 104.16 | 141.12 | 208.32 | 208.32 | 141.12 | 104.16 | 0 | 0 | 0 | 0 | 0 | 33.8386 | 58.2775 | 78.9566 | 116.555 | 116.555 | 78.9566 | 58.2775 | 0 | 0 | 967.68 | 541.417 | 0.064229
6842 | AC system | Condenser Fan | RTU-5 | Cooling 2 | 0.75 | [5 empty] | 0.75 | 0.75 | 0.75 | 0.511 | 0.5595 |  | 0.28 | 24h 7d | 24.0 | 0 | 0 | 0 | 60.48 | 104.16 | 141.12 | 208.32 | 208.32 | 141.12 | 104.16 | 0 | 0 | 0 | 0 | 0 | 33.8386 | 58.2775 | 78.9566 | 116.555 | 116.555 | 78.9566 | 58.2775 | 0 | 0 | 967.68 | 541.417 | 0.064229
6843 | AC system | Condenser Fan | RTU-5 | Cooling 2 | 0.75 | [5 empty] | 0.75 | 0.75 | 0.75 | 0.511 | 0.5595 |  | 0.28 | 24h 7d | 24.0 | 0 | 0 | 0 | 60.48 | 104.16 | 141.12 | 208.32 | 208.32 | 141.12 | 104.16 | 0 | 0 | 0 | 0 | 0 | 33.8386 | 58.2775 | 78.9566 | 116.555 | 116.555 | 78.9566 | 58.2775 | 0 | 0 | 967.68 | 541.417 | 0.064229
6844 | Ventilation | Exhaust Fan | EF-6 | Uniform | 0.75 | [5 empty] | 0.75 | 0.75 | 0.75 | 0.511 | 0.5595 |  | 1 | K | 9.285714285714290 | 287.8571 | 260 | 287.8571 | 278.5714 | 287.8571 | 278.5714 | 287.8571 | 287.8571 | 278.5714 | 287.8571 | 278.5714 | 287.8571 | 161.0561 | 145.47 | 161.0561 | 155.8607 | 161.0561 | 155.8607 | 161.0561 | 161.0561 | 155.8607 | 161.0561 | 155.8607 | 161.0561 | 3389.2857 | 1896.3054 | 0.13252
6845 | Ventilation | Exhaust Fan | EF-7 | Uniform | 0.75 | [5 empty] | 0.75 | 0.75 | 0.75 | 0.511 | 0.5595 |  | 1 | K | 9.285714285714290 | 287.8571 | 260 | 287.8571 | 278.5714 | 287.8571 | 278.5714 | 287.8571 | 287.8571 | 278.5714 | 287.8571 | 278.5714 | 287.8571 | 161.0561 | 145.47 | 161.0561 | 155.8607 | 161.0561 | 155.8607 | 161.0561 | 161.0561 | 155.8607 | 161.0561 | 155.8607 | 161.0561 | 3389.2857 | 1896.3054 | 0.13252
6846 | Ventilation | Supply Fan |  | Heating 1 | 0.75 | [5 empty] | 0.75 | 0.75 | 0.75 | 0.511 | 0.5595 |  | 0.65 | All Day | 24.0 | 483.6 | 349.44 | 183.768 | 187.2 | 0.9672 | 0 | 0 | 0 | 46.8 | 145.08 | 234 | 483.6 | 270.5742 | 195.5117 | 102.8182 | 104.7384 | 0.54115 | 0 | 0 | 0 | 26.1846 | 81.1723 | 130.923 | 270.5742 | 2114.4552 | 1183.0377 | 10.313
6847 | Ventilation | Supply Fan |  | Heating 1 | 0.75 | [5 empty] | 0.75 | 0.75 | 0.75 | 0.511 | 0.5595 |  | 0.65 | All Day | 24.0 | 483.6 | 349.44 | 183.768 | 187.2 | 0.9672 | 0 | 0 | 0 | 46.8 | 145.08 | 234 | 483.6 | 270.5742 | 195.5117 | 102.8182 | 104.7384 | 0.54115 | 0 | 0 | 0 | 26.1846 | 81.1723 | 130.923 | 270.5742 | 2114.4552 | 1183.0377 | 10.313
6848 | AC system | Compressor Fan | AC-6 | Cooling 1 | 0.75 | [5 empty] | 0.75 | 0.75 | 0.75 | 0.511 | 0.5595 |  | 0.1 | All Day | 24.0 | 0 | 0 | 0 | 3.6 | 29.76 | 57.6 | 74.4 | 74.4 | 36 | 3.72 | 0 | 0 | 0 | 0 | 0 | 2.0142 | 16.6507 | 32.2272 | 41.6268 | 41.6268 | 20.142 | 2.0813 | 0 | 0 | 279.48 | 156.3691 | 0.058418
6849 | AC system | Compressor Fan | AHU-1 | Cooling 1 | 0.75 | [5 empty] | 0.75 | 0.75 | 0.75 | 0.511 | 0.5595 |  | 0.2 | Occupied | 12.0 | 0 | 0 | 0 | 3.6 | 29.76 | 57.6 | 74.4 | 74.4 | 36 | 3.72 | 0 | 0 | 0 | 0 | 0 | 2.0142 | 16.6507 | 32.2272 | 41.6268 | 41.6268 | 20.142 | 2.0813 | 0 | 0 | 279.48 | 156.3691 | 0.058418
6850 | Pump | Pump | CP-5 | Heating 1 | 0.75 | [5 empty] | 0.75 | 0.75 | 0.75 | 0.511 | 0.5595 |  | 1 | Reheat | 12.0 | 372 | 336 | 372 | 324 | 297.6 | 9 | 0 | 0 | 72 | 297.6 | 360 | 372 | 208.134 | 187.992 | 208.134 | 181.278 | 166.5072 | 5.0355 | 0 | 0 | 40.284 | 166.5072 | 201.42 | 208.134 | 2812.2 | 1573.4259 | 0.051552
6851 | Ventilation | Exhaust Fan | EF-3 | Uniform | 0.75 | [5 empty] | 0.75 | 0.75 | 0.75 | 0.511 | 0.5595 |  | 1 | Exhaust Fan | 8.428571428571430 | 261.2857 | 236 | 261.2857 | 252.8571 | 261.2857 | 252.8571 | 261.2857 | 261.2857 | 252.8571 | 261.2857 | 252.8571 | 261.2857 | 146.1894 | 132.042 | 146.1894 | 141.4736 | 146.1894 | 141.4736 | 146.1894 | 146.1894 | 141.4736 | 146.1894 | 141.4736 | 146.1894 | 3076.4286 | 1721.2618 | 0.032587
6852 | Ventilation | Exhaust Fan | EF-4 | Uniform | 0.75 | [5 empty] | 0.75 | 0.75 | 0.75 | 0.511 | 0.5595 |  | 1 | Exhaust Fan | 8.428571428571430 | 261.2857 | 236 | 261.2857 | 252.8571 | 261.2857 | 252.8571 | 261.2857 | 261.2857 | 252.8571 | 261.2857 | 252.8571 | 261.2857 | 146.1894 | 132.042 | 146.1894 | 141.4736 | 146.1894 | 141.4736 | 146.1894 | 146.1894 | 141.4736 | 146.1894 | 141.4736 | 146.1894 | 3076.4286 | 1721.2618 | 0.032587
6853 | Ventilation | Exhaust Fan | EF-9 | Uniform | 0.75 | [5 empty] | 0.75 | 0.75 | 0.75 | 0.511 | 0.5595 |  | 1 | Exhaust Fan | 8.428571428571430 | 261.2857 | 236 | 261.2857 | 252.8571 | 261.2857 | 252.8571 | 261.2857 | 261.2857 | 252.8571 | 261.2857 | 252.8571 | 261.2857 | 146.1894 | 132.042 | 146.1894 | 141.4736 | 146.1894 | 141.4736 | 146.1894 | 146.1894 | 141.4736 | 146.1894 | 141.4736 | 146.1894 | 3076.4286 | 1721.2618 | 0.032587
6854 | Ventilation | Supply Fan | BCU-1 | Uniform | 0.75 | [5 empty] | 0.75 | 0.75 | 0.75 | 0.511 | 0.5595 |  | 1 | AH-1 | 9.028571428571430 | 279.8857 | 252.8 | 279.8857 | 270.8571 | 279.8857 | 270.8571 | 279.8857 | 279.8857 | 270.8571 | 279.8857 | 270.8571 | 279.8857 | 156.5961 | 141.4416 | 156.5961 | 151.5446 | 156.5961 | 151.5446 | 156.5961 | 156.5961 | 151.5446 | 156.5961 | 151.5446 | 156.5961 | 3295.4286 | 1843.7923 | 0.22709
6855 | AC system | Condenser Air Cooled | ACC-002 | Cooling 3 | 0.75 |  | 3 |  | 208.0 |  | 0.75 | 0.75 | 0.75 | 0.511 | 0.5595 |  | 0.34869 | All Day | 24.0 | 36.5782 | 33.0578 | 37.4015 | 76.2882 | 172.803 | 241.9973 | 285.3682 | 259.1487 | 126.3427 | 71.864 | 42.0644 | 36.7369 | 20.4655 | 18.4958 | 20.9261 | 42.6833 | 96.6833 | 135.3975 | 159.6635 | 144.9937 | 70.6887 | 40.2079 | 23.535 | 20.5543 | 1419.6511 | 794.2948 | 0.091977
6856 | AC system | Condenser Air Cooled | ACC-003 | Cooling 3 | 0.75 |  | 3 |  | 208.0 |  | 0.75 | 0.75 | 0.75 | 0.511 | 0.5595 |  | 0.34869 | All Day | 24.0 | 36.5782 | 33.0578 | 37.4015 | 76.2882 | 172.803 | 241.9973 | 285.3682 | 259.1487 | 126.3427 | 71.864 | 42.0644 | 36.7369 | 20.4655 | 18.4958 | 20.9261 | 42.6833 | 96.6833 | 135.3975 | 159.6635 | 144.9937 | 70.6887 | 40.2079 | 23.535 | 20.5543 | 1419.6511 | 794.2948 | 0.091977
6857 | Heat pump | Fan |  | Heat Pump | 0.75 | [5 empty] | 0.75 | 0.75 | 0.75 | 0.511 | 0.5595 |  | 1 | Occupied | 15.428571428571400 | 478.2857 | 432 | 382.6286 | 231.4286 | 334.8 | 370.2857 | 478.2857 | 478.2857 | 370.2857 | 286.9714 | 185.1429 | 478.2857 | 267.6009 | 241.704 | 214.0807 | 129.4843 | 187.3206 | 207.1749 | 267.6009 | 267.6009 | 207.1749 | 160.5605 | 103.5874 | 267.6009 | 4506.6857 | 2521.4907 | 0.59043
6858 | Heat pump | Fan |  | Heat Pump | 0.75 | [5 empty] | 0.75 | 0.75 | 0.75 | 0.511 | 0.5595 |  | 1 | Occupied | 15.428571428571400 | 478.2857 | 432 | 382.6286 | 231.4286 | 334.8 | 370.2857 | 478.2857 | 478.2857 | 370.2857 | 286.9714 | 185.1429 | 478.2857 | 267.6009 | 241.704 | 214.0807 | 129.4843 | 187.3206 | 207.1749 | 267.6009 | 267.6009 | 207.1749 | 160.5605 | 103.5874 | 267.6009 | 4506.6857 | 2521.4907 | 0.59043
6859 | Heat pump | Fan |  | Heat Pump | 0.75 | [5 empty] | 0.75 | 0.75 | 0.75 | 0.511 | 0.5595 |  | 1 | Occupied | 15.428571428571400 | 478.2857 | 432 | 382.6286 | 231.4286 | 334.8 | 370.2857 | 478.2857 | 478.2857 | 370.2857 | 286.9714 | 185.1429 | 478.2857 | 267.6009 | 241.704 | 214.0807 | 129.4843 | 187.3206 | 207.1749 | 267.6009 | 267.6009 | 207.1749 | 160.5605 | 103.5874 | 267.6009 | 4506.6857 | 2521.4907 | 0.59043
6860 | Heat pump | Fan |  | Heat Pump | 0.75 | [5 empty] | 0.75 | 0.75 | 0.75 | 0.511 | 0.5595 |  | 1 | Occupied | 15.428571428571400 | 478.2857 | 432 | 382.6286 | 231.4286 | 334.8 | 370.2857 | 478.2857 | 478.2857 | 370.2857 | 286.9714 | 185.1429 | 478.2857 | 267.6009 | 241.704 | 214.0807 | 129.4843 | 187.3206 | 207.1749 | 267.6009 | 267.6009 | 207.1749 | 160.5605 | 103.5874 | 267.6009 | 4506.6857 | 2521.4907 | 0.59043
6861 | Heat pump | Fan |  | Heat Pump | 0.75 | [5 empty] | 0.75 | 0.75 | 0.75 | 0.511 | 0.5595 |  | 1 | Occupied | 15.428571428571400 | 478.2857 | 432 | 382.6286 | 231.4286 | 334.8 | 370.2857 | 478.2857 | 478.2857 | 370.2857 | 286.9714 | 185.1429 | 478.2857 | 267.6009 | 241.704 | 214.0807 | 129.4843 | 187.3206 | 207.1749 | 267.6009 | 267.6009 | 207.1749 | 160.5605 | 103.5874 | 267.6009 | 4506.6857 | 2521.4907 | 0.59043
6862 | Heat pump | Fan |  | Heat Pump | 0.75 | [5 empty] | 0.75 | 0.75 | 0.75 | 0.511 | 0.5595 |  | 1 | Occupied | 15.428571428571400 | 478.2857 | 432 | 382.6286 | 231.4286 | 334.8 | 370.2857 | 478.2857 | 478.2857 | 370.2857 | 286.9714 | 185.1429 | 478.2857 | 267.6009 | 241.704 | 214.0807 | 129.4843 | 187.3206 | 207.1749 | 267.6009 | 267.6009 | 207.1749 | 160.5605 | 103.5874 | 267.6009 | 4506.6857 | 2521.4907 | 0.59043
6863 | Heat pump | Fan |  | Heat Pump | 0.75 | [5 empty] | 0.75 | 0.75 | 0.75 | 0.511 | 0.5595 |  | 1 | Occupied | 15.428571428571400 | 478.2857 | 432 | 382.6286 | 231.4286 | 334.8 | 370.2857 | 478.2857 | 478.2857 | 370.2857 | 286.9714 | 185.1429 | 478.2857 | 267.6009 | 241.704 | 214.0807 | 129.4843 | 187.3206 | 207.1749 | 267.6009 | 267.6009 | 207.1749 | 160.5605 | 103.5874 | 267.6009 | 4506.6857 | 2521.4907 | 0.59043
6864 | Heat pump | Fan |  | Heat Pump | 0.75 | [5 empty] | 0.75 | 0.75 | 0.75 | 0.511 | 0.5595 |  | 1 | Occupied | 15.428571428571400 | 478.2857 | 432 | 382.6286 | 231.4286 | 334.8 | 370.2857 | 478.2857 | 478.2857 | 370.2857 | 286.9714 | 185.1429 | 478.2857 | 267.6009 | 241.704 | 214.0807 | 129.4843 | 187.3206 | 207.1749 | 267.6009 | 267.6009 | 207.1749 | 160.5605 | 103.5874 | 267.6009 | 4506.6857 | 2521.4907 | 0.59043
6865 | Heat pump | Fan |  | Heat Pump | 0.75 | [5 empty] | 0.75 | 0.75 | 0.75 | 0.511 | 0.5595 |  | 1 | Occupied | 15.428571428571400 | 478.2857 | 432 | 382.6286 | 231.4286 | 334.8 | 370.2857 | 478.2857 | 478.2857 | 370.2857 | 286.9714 | 185.1429 | 478.2857 | 267.6009 | 241.704 | 214.0807 | 129.4843 | 187.3206 | 207.1749 | 267.6009 | 267.6009 | 207.1749 | 160.5605 | 103.5874 | 267.6009 | 4506.6857 | 2521.4907 | 0.59043
6866 | Heat pump | Fan |  | Heat Pump | 0.75 | [5 empty] | 0.75 | 0.75 | 0.75 | 0.511 | 0.5595 |  | 1 | Occupied | 15.428571428571400 | 478.2857 | 432 | 382.6286 | 231.4286 | 334.8 | 370.2857 | 478.2857 | 478.2857 | 370.2857 | 286.9714 | 185.1429 | 478.2857 | 267.6009 | 241.704 | 214.0807 | 129.4843 | 187.3206 | 207.1749 | 267.6009 | 267.6009 | 207.1749 | 160.5605 | 103.5874 | 267.6009 | 4506.6857 | 2521.4907 | 0.59043
6867 | Heat pump | Fan |  | Heat Pump | 0.75 | [5 empty] | 0.75 | 0.75 | 0.75 | 0.511 | 0.5595 |  | 1 | Occupied | 15.428571428571400 | 478.2857 | 432 | 382.6286 | 231.4286 | 334.8 | 370.2857 | 478.2857 | 478.2857 | 370.2857 | 286.9714 | 185.1429 | 478.2857 | 267.6009 | 241.704 | 214.0807 | 129.4843 | 187.3206 | 207.1749 | 267.6009 | 267.6009 | 207.1749 | 160.5605 | 103.5874 | 267.6009 | 4506.6857 | 2521.4907 | 0.59043
6868 | Heat pump | Fan |  | Heat Pump | 0.75 | [5 empty] | 0.75 | 0.75 | 0.75 | 0.511 | 0.5595 |  | 1 | Occupied | 15.428571428571400 | 478.2857 | 432 | 382.6286 | 231.4286 | 334.8 | 370.2857 | 478.2857 | 478.2857 | 370.2857 | 286.9714 | 185.1429 | 478.2857 | 267.6009 | 241.704 | 214.0807 | 129.4843 | 187.3206 | 207.1749 | 267.6009 | 267.6009 | 207.1749 | 160.5605 | 103.5874 | 267.6009 | 4506.6857 | 2521.4907 | 0.59043
6869 | Heat pump | Fan |  | Heat Pump | 0.75 | [5 empty] | 0.75 | 0.75 | 0.75 | 0.511 | 0.5595 |  | 1 | Occupied | 15.428571428571400 | 478.2857 | 432 | 382.6286 | 231.4286 | 334.8 | 370.2857 | 478.2857 | 478.2857 | 370.2857 | 286.9714 | 185.1429 | 478.2857 | 267.6009 | 241.704 | 214.0807 | 129.4843 | 187.3206 | 207.1749 | 267.6009 | 267.6009 | 207.1749 | 160.5605 | 103.5874 | 267.6009 | 4506.6857 | 2521.4907 | 0.59043
6870 | Heat pump | Fan |  | Heat Pump | 0.75 | [5 empty] | 0.75 | 0.75 | 0.75 | 0.511 | 0.5595 |  | 1 | Occupied | 15.428571428571400 | 478.2857 | 432 | 382.6286 | 231.4286 | 334.8 | 370.2857 | 478.2857 | 478.2857 | 370.2857 | 286.9714 | 185.1429 | 478.2857 | 267.6009 | 241.704 | 214.0807 | 129.4843 | 187.3206 | 207.1749 | 267.6009 | 267.6009 | 207.1749 | 160.5605 | 103.5874 | 267.6009 | 4506.6857 | 2521.4907 | 0.59043
6871 | Heat pump | Fan |  | Heat Pump | 0.75 | [5 empty] | 0.75 | 0.75 | 0.75 | 0.511 | 0.5595 |  | 1 | Occupied | 15.428571428571400 | 478.2857 | 432 | 382.6286 | 231.4286 | 334.8 | 370.2857 | 478.2857 | 478.2857 | 370.2857 | 286.9714 | 185.1429 | 478.2857 | 267.6009 | 241.704 | 214.0807 | 129.4843 | 187.3206 | 207.1749 | 267.6009 | 267.6009 | 207.1749 | 160.5605 | 103.5874 | 267.6009 | 4506.6857 | 2521.4907 | 0.59043
6872 | Heat pump | Fan |  | Heat Pump | 0.75 | [5 empty] | 0.75 | 0.75 | 0.75 | 0.511 | 0.5595 |  | 1 | Occupied | 15.428571428571400 | 478.2857 | 432 | 382.6286 | 231.4286 | 334.8 | 370.2857 | 478.2857 | 478.2857 | 370.2857 | 286.9714 | 185.1429 | 478.2857 | 267.6009 | 241.704 | 214.0807 | 129.4843 | 187.3206 | 207.1749 | 267.6009 | 267.6009 | 207.1749 | 160.5605 | 103.5874 | 267.6009 | 4506.6857 | 2521.4907 | 0.59043
6873 | Heat pump | Fan |  | Heat Pump | 0.75 | [5 empty] | 0.75 | 0.75 | 0.75 | 0.511 | 0.5595 |  | 1 | Occupied | 15.428571428571400 | 478.2857 | 432 | 382.6286 | 231.4286 | 334.8 | 370.2857 | 478.2857 | 478.2857 | 370.2857 | 286.9714 | 185.1429 | 478.2857 | 267.6009 | 241.704 | 214.0807 | 129.4843 | 187.3206 | 207.1749 | 267.6009 | 267.6009 | 207.1749 | 160.5605 | 103.5874 | 267.6009 | 4506.6857 | 2521.4907 | 0.59043
6874 | Heat pump | Fan |  | Heat Pump | 0.75 | [5 empty] | 0.75 | 0.75 | 0.75 | 0.511 | 0.5595 |  | 1 | Occupied | 15.428571428571400 | 478.2857 | 432 | 382.6286 | 231.4286 | 334.8 | 370.2857 | 478.2857 | 478.2857 | 370.2857 | 286.9714 | 185.1429 | 478.2857 | 267.6009 | 241.704 | 214.0807 | 129.4843 | 187.3206 | 207.1749 | 267.6009 | 267.6009 | 207.1749 | 160.5605 | 103.5874 | 267.6009 | 4506.6857 | 2521.4907 | 0.59043
6875 | Heat pump | Fan |  | Heat Pump | 0.75 | [5 empty] | 0.75 | 0.75 | 0.75 | 0.511 | 0.5595 |  | 1 | Occupied | 15.428571428571400 | 478.2857 | 432 | 382.6286 | 231.4286 | 334.8 | 370.2857 | 478.2857 | 478.2857 | 370.2857 | 286.9714 | 185.1429 | 478.2857 | 267.6009 | 241.704 | 214.0807 | 129.4843 | 187.3206 | 207.1749 | 267.6009 | 267.6009 | 207.1749 | 160.5605 | 103.5874 | 267.6009 | 4506.6857 | 2521.4907 | 0.59043
6876 | Heat pump | Fan |  | Heat Pump | 0.75 | [5 empty] | 0.75 | 0.75 | 0.75 | 0.511 | 0.5595 |  | 1 | Occupied | 15.428571428571400 | 478.2857 | 432 | 382.6286 | 231.4286 | 334.8 | 370.2857 | 478.2857 | 478.2857 | 370.2857 | 286.9714 | 185.1429 | 478.2857 | 267.6009 | 241.704 | 214.0807 | 129.4843 | 187.3206 | 207.1749 | 267.6009 | 267.6009 | 207.1749 | 160.5605 | 103.5874 | 267.6009 | 4506.6857 | 2521.4907 | 0.59043
6877 | Heat pump | Fan |  | Heat Pump | 0.75 | [5 empty] | 0.75 | 0.75 | 0.75 | 0.511 | 0.5595 |  | 1 | Occupied | 15.428571428571400 | 478.2857 | 432 | 382.6286 | 231.4286 | 334.8 | 370.2857 | 478.2857 | 478.2857 | 370.2857 | 286.9714 | 185.1429 | 478.2857 | 267.6009 | 241.704 | 214.0807 | 129.4843 | 187.3206 | 207.1749 | 267.6009 | 267.6009 | 207.1749 | 160.5605 | 103.5874 | 267.6009 | 4506.6857 | 2521.4907 | 0.59043
6878 | Heat pump | Fan |  | Heat Pump | 0.75 | [5 empty] | 0.75 | 0.75 | 0.75 | 0.511 | 0.5595 |  | 1 | Occupied | 15.428571428571400 | 478.2857 | 432 | 382.6286 | 231.4286 | 334.8 | 370.2857 | 478.2857 | 478.2857 | 370.2857 | 286.9714 | 185.1429 | 478.2857 | 267.6009 | 241.704 | 214.0807 | 129.4843 | 187.3206 | 207.1749 | 267.6009 | 267.6009 | 207.1749 | 160.5605 | 103.5874 | 267.6009 | 4506.6857 | 2521.4907 | 0.59043
6879 | Heat pump | Fan |  | Heat Pump | 0.75 | [5 empty] | 0.75 | 0.75 | 0.75 | 0.511 | 0.5595 |  | 1 | Occupied | 15.428571428571400 | 478.2857 | 432 | 382.6286 | 231.4286 | 334.8 | 370.2857 | 478.2857 | 478.2857 | 370.2857 | 286.9714 | 185.1429 | 478.2857 | 267.6009 | 241.704 | 214.0807 | 129.4843 | 187.3206 | 207.1749 | 267.6009 | 267.6009 | 207.1749 | 160.5605 | 103.5874 | 267.6009 | 4506.6857 | 2521.4907 | 0.59043
6880 | Heat pump | Fan |  | Heat Pump | 0.75 | [5 empty] | 0.75 | 0.75 | 0.75 | 0.511 | 0.5595 |  | 1 | Occupied | 15.428571428571400 | 478.2857 | 432 | 382.6286 | 231.4286 | 334.8 | 370.2857 | 478.2857 | 478.2857 | 370.2857 | 286.9714 | 185.1429 | 478.2857 | 267.6009 | 241.704 | 214.0807 | 129.4843 | 187.3206 | 207.1749 | 267.6009 | 267.6009 | 207.1749 | 160.5605 | 103.5874 | 267.6009 | 4506.6857 | 2521.4907 | 0.59043
6881 | Ventilation |  | FCU-1 | Cooling 1 | 0.75 | [5 empty] | 0.75 | 0.75 | 0.75 | 0.511 | 0.5595 |  | 1 | Galleria | 13.928571428571400 | 0 | 0 | 4.3179 | 41.7857 | 215.8929 | 417.8571 | 431.7857 | 431.7857 | 208.9286 | 4.3179 | 0 | 0 | 0 | 0 | 2.4158 | 23.3791 | 120.7921 | 233.7911 | 241.5841 | 241.5841 | 116.8955 | 2.4158 | 0 | 0 | 1756.6714 | 982.8577 | 0.21172
6882 | Ventilation |  | FCU-2 | Cooling 1 | 0.75 | [5 empty] | 0.75 | 0.75 | 0.75 | 0.511 | 0.5595 |  | 1 | Galleria | 13.928571428571400 | 0 | 0 | 4.3179 | 41.7857 | 215.8929 | 417.8571 | 431.7857 | 431.7857 | 208.9286 | 4.3179 | 0 | 0 | 0 | 0 | 2.4158 | 23.3791 | 120.7921 | 233.7911 | 241.5841 | 241.5841 | 116.8955 | 2.4158 | 0 | 0 | 1756.6714 | 982.8577 | 0.21323
6883 | Ventilation |  | FCU-1 | Cooling 1 | 0.75 | [5 empty] | 0.75 | 0.75 | 0.75 | 0.511 | 0.5595 |  | 1 | Galleria | 13.928571428571400 | 0 | 0 | 4.3179 | 41.7857 | 215.8929 | 417.8571 | 431.7857 | 431.7857 | 208.9286 | 4.3179 | 0 | 0 | 0 | 0 | 2.4158 | 23.3791 | 120.7921 | 233.7911 | 241.5841 | 241.5841 | 116.8955 | 2.4158 | 0 | 0 | 1756.6714 | 982.8577 | 0.21172
6884 | Ventilation |  | FCU-2 | Cooling 1 | 0.75 | [5 empty] | 0.75 | 0.75 | 0.75 | 0.511 | 0.5595 |  | 1 | Galleria | 13.928571428571400 | 0 | 0 | 4.3179 | 41.7857 | 215.8929 | 417.8571 | 431.7857 | 431.7857 | 208.9286 | 4.3179 | 0 | 0 | 0 | 0 | 2.4158 | 23.3791 | 120.7921 | 233.7911 | 241.5841 | 241.5841 | 116.8955 | 2.4158 | 0 | 0 | 1756.6714 | 982.8577 | 0.21323
6885 | Ventilation | Fan Coil Unit | FC-2 | Uniform | 0.75 | [5 empty] | 0.75 | 0.75 | 0.75 | 0.511 | 0.5595 |  | 1 | B | 8.571428571428570 | 265.7143 | 240 | 265.7143 | 257.1429 | 265.7143 | 257.1429 | 265.7143 | 265.7143 | 257.1429 | 265.7143 | 257.1429 | 265.7143 | 148.6671 | 134.28 | 148.6671 | 143.8714 | 148.6671 | 143.8714 | 148.6671 | 148.6671 | 143.8714 | 148.6671 | 143.8714 | 148.6671 | 3128.5714 | 1750.4357 | 0.12233
6886 | Ventilation | Fan Coil Unit | FC-4 | Uniform | 0.75 | [5 empty] | 0.75 | 0.75 | 0.75 | 0.511 | 0.5595 |  | 1 | B | 8.571428571428570 | 265.7143 | 240 | 265.7143 | 257.1429 | 265.7143 | 257.1429 | 265.7143 | 265.7143 | 257.1429 | 265.7143 | 257.1429 | 265.7143 | 148.6671 | 134.28 | 148.6671 | 143.8714 | 148.6671 | 143.8714 | 148.6671 | 148.6671 | 143.8714 | 148.6671 | 143.8714 | 148.6671 | 3128.5714 | 1750.4357 | 0.12233
6887 | Ventilation | Fan Coil Unit | FC-7 | Uniform | 0.75 | [5 empty] | 0.75 | 0.75 | 0.75 | 0.511 | 0.5595 |  | 1 | B | 8.571428571428570 | 265.7143 | 240 | 265.7143 | 257.1429 | 265.7143 | 257.1429 | 265.7143 | 265.7143 | 257.1429 | 265.7143 | 257.1429 | 265.7143 | 148.6671 | 134.28 | 148.6671 | 143.8714 | 148.6671 | 143.8714 | 148.6671 | 148.6671 | 143.8714 | 148.6671 | 143.8714 | 148.6671 | 3128.5714 | 1750.4357 | 0.12233
6888 | Ventilation | Fan Coil Unit | FC-22 | Uniform | 0.75 | [5 empty] | 0.75 | 0.75 | 0.75 | 0.511 | 0.5595 |  | 1 | B | 8.571428571428570 | 265.7143 | 240 | 265.7143 | 257.1429 | 265.7143 | 257.1429 | 265.7143 | 265.7143 | 257.1429 | 265.7143 | 257.1429 | 265.7143 | 148.6671 | 134.28 | 148.6671 | 143.8714 | 148.6671 | 143.8714 | 148.6671 | 148.6671 | 143.8714 | 148.6671 | 143.8714 | 148.6671 | 3128.5714 | 1750.4357 | 0.12233
6889 | Ventilation | Fan Coil Unit | FC-23 | Uniform | 0.75 | [5 empty] | 0.75 | 0.75 | 0.75 | 0.511 | 0.5595 |  | 1 | B | 8.571428571428570 | 265.7143 | 240 | 265.7143 | 257.1429 | 265.7143 | 257.1429 | 265.7143 | 265.7143 | 257.1429 | 265.7143 | 257.1429 | 265.7143 | 148.6671 | 134.28 | 148.6671 | 143.8714 | 148.6671 | 143.8714 | 148.6671 | 148.6671 | 143.8714 | 148.6671 | 143.8714 | 148.6671 | 3128.5714 | 1750.4357 | 0.12233
6890 | Ventilation | Fan Coil Unit | FC-26 | Uniform | 0.75 | [5 empty] | 0.75 | 0.75 | 0.75 | 0.511 | 0.5595 |  | 1 | B | 8.571428571428570 | 265.7143 | 240 | 265.7143 | 257.1429 | 265.7143 | 257.1429 | 265.7143 | 265.7143 | 257.1429 | 265.7143 | 257.1429 | 265.7143 | 148.6671 | 134.28 | 148.6671 | 143.8714 | 148.6671 | 143.8714 | 148.6671 | 148.6671 | 143.8714 | 148.6671 | 143.8714 | 148.6671 | 3128.5714 | 1750.4357 | 0.12233
6891 | Ventilation | Fan Coil Unit | FC-7 | School Year | 0.75 |  | 1 |  |  |  | 0.75 | 0.75 | 0.75 | 0.69667 | 0.5595 |  | 1 | AHU-1 (from Audit) | 7.857142857142860 | 219.2143 | 220 | 194.8571 | 212.1429 | 170.5 | 212.1429 | 109.6071 | 109.6071 | 212.1429 | 243.5714 | 235.7143 | 243.5714 | 122.6504 | 123.09 | 109.0226 | 118.6939 | 95.3948 | 118.6939 | 61.3252 | 61.3252 | 118.6939 | 136.2782 | 131.8821 | 136.2782 | 2383.0714 | 1333.3285 | 2.0744
6892 | Ventilation | Fan Coil Unit | FC-18 | School Year | 0.75 |  | 1 |  |  |  | 0.75 | 0.75 | 0.75 | 0.69667 | 0.5595 |  | 1 | AHU-1 (from Audit) | 7.857142857142860 | 219.2143 | 220 | 194.8571 | 212.1429 | 170.5 | 212.1429 | 109.6071 | 109.6071 | 212.1429 | 243.5714 | 235.7143 | 243.5714 | 122.6504 | 123.09 | 109.0226 | 118.6939 | 95.3948 | 118.6939 | 61.3252 | 61.3252 | 118.6939 | 136.2782 | 131.8821 | 136.2782 | 2383.0714 | 1333.3285 | 2.0744
6893 | Pump | Pump | P-9 | Heating 1 | 0.75 | [5 empty] | 0.75 | 0.75 | 0.75 | 0.511 | 0.5595 |  | 1 | AH-1 | 9.028571429 | 279.8857 | 252.8 | 209.9143 | 135.4286 | 111.9543 | 54.1714 | 6.9971 | 6.9971 | 6.7714 | 55.9771 | 108.3429 | 279.8857 | 156.5961 | 141.4416 | 117.447 | 75.7723 | 62.6384 | 30.3089 | 3.9149 | 3.9149 | 3.7886 | 31.3192 | 60.6178 | 156.5961 | 1509.1257 | 844.3558 | 0.104
6894 | Ventilation | Boiler Combustion Fan | B-1 | Uniform | 0.75 | [5 empty] | 0.75 | 0.75 | 0.75 | 0.511 | 0.5595 |  | 0.095 | 24.0 | 24.0 | 70.68 | 63.84 | 70.68 | 68.4 | 70.68 | 68.4 | 70.68 | 70.68 | 68.4 | 70.68 | 68.4 | 70.68 | 39.5455 | 35.7185 | 39.5455 | 38.2698 | 39.5455 | 38.2698 | 39.5455 | 39.5455 | 38.2698 | 39.5455 | 38.2698 | 39.5455 | 832.2 | 465.6159 | 0.1361
6895 | Ventilation | Boiler Combustion Fan | B-2 | Uniform | 0.75 | [5 empty] | 0.75 | 0.75 | 0.75 | 0.511 | 0.5595 |  | 0.095 | 24.0 | 24.0 | 70.68 | 63.84 | 70.68 | 68.4 | 70.68 | 68.4 | 70.68 | 70.68 | 68.4 | 70.68 | 68.4 | 70.68 | 39.5455 | 35.7185 | 39.5455 | 38.2698 | 39.5455 | 38.2698 | 39.5455 | 39.5455 | 38.2698 | 39.5455 | 38.2698 | 39.5455 | 832.2 | 465.6159 | 0.1361
6896 | Pump | Heating Pump | P-2 | Heating 1 | 0.75 | [5 empty] | 0.75 | 0.75 | 0.75 | 0.511 | 0.5595 |  | 1 | All Day | 24.0 | 706.8 | 672 | 595.2 | 540 | 334.8 | 144 | 18.6 | 18.6 | 18 | 334.8 | 540 | 706.8 | 395.4546 | 375.984 | 333.0144 | 302.13 | 187.3206 | 80.568 | 10.4067 | 10.4067 | 10.071 | 187.3206 | 302.13 | 395.4546 | 4629.6 | 2590.2612 | 0.24009
6897 | Pump | CHW Pump | P-204 | Cooling 1 | 0.75 | [5 empty] | 0.75 | 0.75 | 0.75 | 0.511 | 0.5595 |  | 1 | All Day | 24.0 | 0 | 0 | 0 | 144 | 446.4 | 576 | 744 | 744 | 504 | 74.4 | 0 | 0 | 0 | 0 | 0 | 80.568 | 249.7608 | 322.272 | 416.268 | 416.268 | 281.988 | 41.6268 | 0 | 0 | 3232.8 | 1808.7516 | 0.036198
6898 | Pump | Circulation Pump | 34-02-001 | Heating 1 | 0.75 | [5 empty] | 0.75 | 0.75 | 0.75 | 0.511 | 0.5595 |  | 0.2 | All Day | 24.0 | 148.8 | 134.4 | 104.16 | 57.6 | 29.76 | 21.6 | 0 | 0 | 43.2 | 89.28 | 129.6 | 148.8 | 83.2536 | 75.1968 | 58.2775 | 32.2272 | 16.6507 | 12.0852 | 0 | 0 | 24.1704 | 49.9522 | 72.5112 | 83.2536 | 907.2 | 507.5784 | 0.65697
6899 | Pump | Circulation Pump | 34-02-002 | Heating 1 | 0.75 | [5 empty] | 0.75 | 0.75 | 0.75 | 0.511 | 0.5595 |  | 0.2 | All Day | 24.0 | 148.8 | 134.4 | 104.16 | 57.6 | 29.76 | 21.6 | 0 | 0 | 43.2 | 89.28 | 129.6 | 148.8 | 83.2536 | 75.1968 | 58.2775 | 32.2272 | 16.6507 | 12.0852 | 0 | 0 | 24.1704 | 49.9522 | 72.5112 | 83.2536 | 907.2 | 507.5784 | 0.65697
6900 | Ventilation | Exhaust Fan | EF-3 | Cooling 2 | 0.75 | [5 empty] | 0.75 | 0.75 | 0.75 | 0.511 | 0.5595 |  | 0.5 | All Day | 24.0 | 74.4 | 67.2 | 74.4 | 72 | 111.6 | 144 | 372 | 372 | 180 | 74.4 | 72 | 74.4 | 41.6268 | 37.5984 | 41.6268 | 40.284 | 62.4402 | 80.568 | 208.134 | 208.134 | 100.71 | 41.6268 | 40.284 | 41.6268 | 1688.4 | 944.6598 | 0.20105
6901 | Pump | Pump |  | Pool | 0.75 | [5 empty] | 0.75 | 0.75 | 0.75 | 0.511 | 0.5595 |  | 1 | All Day | 24.0 | 0 | 0 | 0 | 0 | 148.8 | 720 | 744 | 744 | 144 | 0 | 0 | 0 | 0 | 0 | 0 | 0 | 83.2536 | 402.84 | 416.268 | 416.268 | 80.568 | 0 | 0 | 0 | 2500.8 | 1399.1976 | 4.2102
6902 | Pump | Pump |  | Pool | 0.75 | [5 empty] | 0.75 | 0.75 | 0.75 | 0.511 | 0.5595 |  | 1 | All Day | 24.0 | 0 | 0 | 0 | 0 | 148.8 | 720 | 744 | 744 | 144 | 0 | 0 | 0 | 0 | 0 | 0 | 0 | 83.2536 | 402.84 | 416.268 | 416.268 | 80.568 | 0 | 0 | 0 | 2500.8 | 1399.1976 | 4.2102
6903 | Ventilation | Fan Coil Unit | FC-10 | FC | 0.75 | [5 empty] | 0.75 | 0.75 | 0.75 | 0.511 | 0.5595 |  | 1 |  | 24.0 | 409.2 | 369.6 | 409.2 | 396 | 334.8 | 324 | 148.8 | 297.6 | 396 | 409.2 | 396 | 409.2 | 228.9474 | 206.7912 | 228.9474 | 221.562 | 187.3206 | 181.278 | 83.2536 | 166.5072 | 221.562 | 228.9474 | 221.562 | 228.9474 | 4299.6 | 2405.6262 | 0.16783
6904 | Ventilation | Fan Coil Unit | FC-30 | FC | 0.75 | [5 empty] | 0.75 | 0.75 | 0.75 | 0.511 | 0.5595 |  | 1 |  | 24.0 | 409.2 | 369.6 | 409.2 | 396 | 334.8 | 324 | 148.8 | 297.6 | 396 | 409.2 | 396 | 409.2 | 228.9474 | 206.7912 | 228.9474 | 221.562 | 187.3206 | 181.278 | 83.2536 | 166.5072 | 221.562 | 228.9474 | 221.562 | 228.9474 | 4299.6 | 2405.6262 | 0.16783
6905 | Ventilation | Fan Coil Unit | FC-31 | FC | 0.75 | [5 empty] | 0.75 | 0.75 | 0.75 | 0.511 | 0.5595 |  | 1 |  | 24.0 | 409.2 | 369.6 | 409.2 | 396 | 334.8 | 324 | 148.8 | 297.6 | 396 | 409.2 | 396 | 409.2 | 228.9474 | 206.7912 | 228.9474 | 221.562 | 187.3206 | 181.278 | 83.2536 | 166.5072 | 221.562 | 228.9474 | 221.562 | 228.9474 | 4299.6 | 2405.6262 | 0.16783
6906 | Ventilation | Fan Coil Unit | FC-10 | FC | 0.75 | [5 empty] | 0.75 | 0.75 | 0.75 | 0.511 | 0.5595 |  | 1 |  | 24.0 | 409.2 | 369.6 | 409.2 | 396 | 334.8 | 324 | 148.8 | 297.6 | 396 | 409.2 | 396 | 409.2 | 228.9474 | 206.7912 | 228.9474 | 221.562 | 187.3206 | 181.278 | 83.2536 | 166.5072 | 221.562 | 228.9474 | 221.562 | 228.9474 | 4299.6 | 2405.6262 | 0.16932
6907 | Ventilation | Fan Coil Unit | FC-30 | FC | 0.75 | [5 empty] | 0.75 | 0.75 | 0.75 | 0.511 | 0.5595 |  | 1 |  | 24.0 | 409.2 | 369.6 | 409.2 | 396 | 334.8 | 324 | 148.8 | 297.6 | 396 | 409.2 | 396 | 409.2 | 228.9474 | 206.7912 | 228.9474 | 221.562 | 187.3206 | 181.278 | 83.2536 | 166.5072 | 221.562 | 228.9474 | 221.562 | 228.9474 | 4299.6 | 2405.6262 | 0.16932
6908 | Ventilation | Fan Coil Unit | FC-31 | FC | 0.75 | [5 empty] | 0.75 | 0.75 | 0.75 | 0.511 | 0.5595 |  | 1 |  | 24.0 | 409.2 | 369.6 | 409.2 | 396 | 334.8 | 324 | 148.8 | 297.6 | 396 | 409.2 | 396 | 409.2 | 228.9474 | 206.7912 | 228.9474 | 221.562 | 187.3206 | 181.278 | 83.2536 | 166.5072 | 221.562 | 228.9474 | 221.562 | 228.9474 | 4299.6 | 2405.6262 | 0.16932
6909 | Heat pump | Blower for HP Air to Water | HP-37A | Heat Pump | 0.75 | [5 empty] | 0.75 | 0.75 | 0.75 | 0.511 | 0.5595 |  | 0.4 | All Day | 24.0 | 193.44 | 215.04 | 178.56 | 172.8 | 193.44 | 230.4 | 267.84 | 297.6 | 230.4 | 163.68 | 158.4 | 208.32 | 108.2297 | 120.3149 | 99.9043 | 96.6816 | 108.2297 | 128.9088 | 149.8565 | 166.5072 | 128.9088 | 91.579 | 88.6248 | 116.555 | 2509.92 | 1404.3002 | 0.026586
6910 | Heat pump | Blower for HP Air to Water | HP-37B | Heat Pump | 0.75 | [5 empty] | 0.75 | 0.75 | 0.75 | 0.511 | 0.5595 |  | 0.4 | All Day | 24.0 | 193.44 | 215.04 | 178.56 | 172.8 | 193.44 | 230.4 | 267.84 | 297.6 | 230.4 | 163.68 | 158.4 | 208.32 | 108.2297 | 120.3149 | 99.9043 | 96.6816 | 108.2297 | 128.9088 | 149.8565 | 166.5072 | 128.9088 | 91.579 | 88.6248 | 116.555 | 2509.92 | 1404.3002 | 0.026586
6911 | AC system | Fan Coil Unit | FC-1 | Fan coil | 0.75 | 0.56 |  |  |  |  | 0.75 | 0.75 | 0.75 | 0.511 | 0.5595 |  | 0.2 | 13.071428571428600 | 13.071428571428600 | 81.0429 | 65.88 | 64.8343 | 15.6857 | 24.3129 | 78.4286 | 81.0429 | 81.0429 | 78.4286 | 48.6257 | 70.5857 | 81.0429 | 45.3435 | 36.8599 | 36.2748 | 8.7762 | 13.603 | 43.8808 | 45.3435 | 45.3435 | 43.8808 | 27.2061 | 39.4927 | 45.3435 | 770.9529 | 431.3481 | 0.12608
6912 | AC system | Fan Coil Unit | FC-3 | Fan coil | 0.75 | [5 empty] | 0.75 | 0.75 | 0.75 | 0.511 | 0.5595 |  | 0.2 | 13.071428571428600 | 13.071428571428600 | 81.0429 | 65.88 | 64.8343 | 15.6857 | 24.3129 | 78.4286 | 81.0429 | 81.0429 | 78.4286 | 48.6257 | 70.5857 | 81.0429 | 45.3435 | 36.8599 | 36.2748 | 8.7762 | 13.603 | 43.8808 | 45.3435 | 45.3435 | 43.8808 | 27.2061 | 39.4927 | 45.3435 | 770.9529 | 431.3481 | 0.12608
6913 | AC system | Fan Coil Unit | FC-4 | Fan coil | 0.75 | [5 empty] | 0.75 | 0.75 | 0.75 | 0.511 | 0.5595 |  | 0.2 | 13.071428571428600 | 13.071428571428600 | 81.0429 | 65.88 | 64.8343 | 15.6857 | 24.3129 | 78.4286 | 81.0429 | 81.0429 | 78.4286 | 48.6257 | 70.5857 | 81.0429 | 45.3435 | 36.8599 | 36.2748 | 8.7762 | 13.603 | 43.8808 | 45.3435 | 45.3435 | 43.8808 | 27.2061 | 39.4927 | 45.3435 | 770.9529 | 431.3481 | 0.12608
6914 | AC system | Fan Coil Unit | FC-5 | Fan coil | 0.75 | [5 empty] | 0.75 | 0.75 | 0.75 | 0.511 | 0.5595 |  | 0.2 | 13.071428571428600 | 13.071428571428600 | 81.0429 | 65.88 | 64.8343 | 15.6857 | 24.3129 | 78.4286 | 81.0429 | 81.0429 | 78.4286 | 48.6257 | 70.5857 | 81.0429 | 45.3435 | 36.8599 | 36.2748 | 8.7762 | 13.603 | 43.8808 | 45.3435 | 45.3435 | 43.8808 | 27.2061 | 39.4927 | 45.3435 | 770.9529 | 431.3481 | 0.12608
6915 | AC system | Fan Coil Unit | FC-8 | Fan coil | 0.75 | [5 empty] | 0.75 | 0.75 | 0.75 | 0.511 | 0.5595 |  | 0.2 | 13.071428571428600 | 13.071428571428600 | 81.0429 | 65.88 | 64.8343 | 15.6857 | 24.3129 | 78.4286 | 81.0429 | 81.0429 | 78.4286 | 48.6257 | 70.5857 | 81.0429 | 45.3435 | 36.8599 | 36.2748 | 8.7762 | 13.603 | 43.8808 | 45.3435 | 45.3435 | 43.8808 | 27.2061 | 39.4927 | 45.3435 | 770.9529 | 431.3481 | 0.12608
6916 | AC system | Fan Coil Unit | FC-10 | Fan coil | 0.75 | [5 empty] | 0.75 | 0.75 | 0.75 | 0.511 | 0.5595 |  | 0.2 | 13.071428571428600 | 13.071428571428600 | 81.0429 | 65.88 | 64.8343 | 15.6857 | 24.3129 | 78.4286 | 81.0429 | 81.0429 | 78.4286 | 48.6257 | 70.5857 | 81.0429 | 45.3435 | 36.8599 | 36.2748 | 8.7762 | 13.603 | 43.8808 | 45.3435 | 45.3435 | 43.8808 | 27.2061 | 39.4927 | 45.3435 | 770.9529 | 431.3481 | 0.12608
6917 | AC system | Fan Coil Unit | FC-11 | Fan coil | 0.75 | [5 empty] | 0.75 | 0.75 | 0.75 | 0.511 | 0.5595 |  | 0.2 | 13.071428571428600 | 13.071428571428600 | 81.0429 | 65.88 | 64.8343 | 15.6857 | 24.3129 | 78.4286 | 81.0429 | 81.0429 | 78.4286 | 48.6257 | 70.5857 | 81.0429 | 45.3435 | 36.8599 | 36.2748 | 8.7762 | 13.603 | 43.8808 | 45.3435 | 45.3435 | 43.8808 | 27.2061 | 39.4927 | 45.3435 | 770.9529 | 431.3481 | 0.12608
6918 | AC system | Fan Coil Unit | FC-12 | Fan coil | 0.75 | [5 empty] | 0.75 | 0.75 | 0.75 | 0.511 | 0.5595 |  | 0.2 | 13.071428571428600 | 13.071428571428600 | 81.0429 | 65.88 | 64.8343 | 15.6857 | 24.3129 | 78.4286 | 81.0429 | 81.0429 | 78.4286 | 48.6257 | 70.5857 | 81.0429 | 45.3435 | 36.8599 | 36.2748 | 8.7762 | 13.603 | 43.8808 | 45.3435 | 45.3435 | 43.8808 | 27.2061 | 39.4927 | 45.3435 | 770.9529 | 431.3481 | 0.12608
6919 | AC system | Fan Coil Unit | FC-13 | Fan coil | 0.75 | [5 empty] | 0.75 | 0.75 | 0.75 | 0.511 | 0.5595 |  | 0.2 | 13.071428571428600 | 13.071428571428600 | 81.0429 | 65.88 | 64.8343 | 15.6857 | 24.3129 | 78.4286 | 81.0429 | 81.0429 | 78.4286 | 48.6257 | 70.5857 | 81.0429 | 45.3435 | 36.8599 | 36.2748 | 8.7762 | 13.603 | 43.8808 | 45.3435 | 45.3435 | 43.8808 | 27.2061 | 39.4927 | 45.3435 | 770.9529 | 431.3481 | 0.12608
6920 | AC system | Fan Coil Unit | FC-14 | Fan coil | 0.75 | [5 empty] | 0.75 | 0.75 | 0.75 | 0.511 | 0.5595 |  | 0.2 | 13.071428571428600 | 13.071428571428600 | 81.0429 | 65.88 | 64.8343 | 15.6857 | 24.3129 | 78.4286 | 81.0429 | 81.0429 | 78.4286 | 48.6257 | 70.5857 | 81.0429 | 45.3435 | 36.8599 | 36.2748 | 8.7762 | 13.603 | 43.8808 | 45.3435 | 45.3435 | 43.8808 | 27.2061 | 39.4927 | 45.3435 | 770.9529 | 431.3481 | 0.12608
6921 | Pump | DHW | P-9A | Uniform | 0.75 | 0.17 |  |  |  |  | 0.75 | 0.75 | 0.75 | 0.511 | 0.5595 |  | 0.5 | 8h 5d | 5.714285714285710 | 88.5714 | 80 | 88.5714 | 85.7143 | 88.5714 | 85.7143 | 88.5714 | 88.5714 | 85.7143 | 88.5714 | 85.7143 | 88.5714 | 49.5557 | 44.76 | 49.5557 | 47.9571 | 49.5557 | 47.9571 | 49.5557 | 49.5557 | 47.9571 | 49.5557 | 47.9571 | 49.5557 | 1042.8571 | 583.4786 | 0.069219
6922 | Pump | Pump | P-7 | Heating 1 | 0.75 | [5 empty] | 0.75 | 0.75 | 0.75 | 0.511 | 0.5595 |  | 1 | AHU-1 | 10.357142857142900 | 321.0714 | 290 | 192.6429 | 155.3571 | 128.4286 | 62.1429 | 8.0268 | 8.0268 | 7.7679 | 64.2143 | 186.4286 | 224.75 | 179.6395 | 162.255 | 107.7837 | 86.9223 | 71.8558 | 34.7689 | 4.491 | 4.491 | 4.3461 | 35.9279 | 104.3068 | 125.7476 | 1648.8571 | 922.5356 | 0.15767
6923 | Pump | Hot Water Pump |  | Heating 1 | 0.75 | [5 empty] | 0.75 | 0.75 | 0.75 | 0.511 | 0.5595 |  | 0.2 | All Day | 24.0 | 133.92 | 134.4 | 126.48 | 115.2 | 44.64 | 36 | 29.76 | 0 | 14.4 | 14.88 | 64.8 | 89.28 | 74.9282 | 75.1968 | 70.7656 | 64.4544 | 24.9761 | 20.142 | 16.6507 | 0 | 8.0568 | 8.3254 | 36.2556 | 49.9522 | 803.76 | 449.7037 | 1.0476
6924 | Pump | Hot Water Pump |  | Heating 1 | 0.75 | [5 empty] | 0.75 | 0.75 | 0.75 | 0.511 | 0.5595 |  | 0.2 | All Day | 24.0 | 133.92 | 134.4 | 126.48 | 115.2 | 44.64 | 36 | 29.76 | 0 | 14.4 | 14.88 | 64.8 | 89.28 | 74.9282 | 75.1968 | 70.7656 | 64.4544 | 24.9761 | 20.142 | 16.6507 | 0 | 8.0568 | 8.3254 | 36.2556 | 49.9522 | 803.76 | 449.7037 | 1.0476
6925 | AC system | ACU-101 Condenser | ACC-101 | Cooling 1 | 0.75 | [5 empty] | 0.75 | 0.75 | 0.75 | 0.511 | 0.5595 |  | 0.25 | All Day | 24.0 | 0 | 0 | 0 | 27 | 102.3 | 158.4 | 186 | 163.68 | 63 | 24.18 | 7.2 | 0 | 0 | 0 | 0 | 15.1065 | 57.2368 | 88.6248 | 104.067 | 91.579 | 35.2485 | 13.5287 | 4.0284 | 0 | 731.76 | 409.4197 | 0.056497
6926 | Ventilation | Supply Fan | RTU-2 | Uniform | 0.75 | [5 empty] | 0.75 | 0.75 | 0.75 | 0.511 | 0.5595 |  | 1 | RTUs, AH-1 and HPs | 16.928571428571400 | 524.7857 | 474 | 524.7857 | 507.8571 | 524.7857 | 507.8571 | 524.7857 | 524.7857 | 507.8571 | 524.7857 | 507.8571 | 524.7857 | 293.6176 | 265.203 | 293.6176 | 284.1461 | 293.6176 | 284.1461 | 293.6176 | 293.6176 | 284.1461 | 293.6176 | 284.1461 | 293.6176 | 6178.9286 | 3457.1105 | 2.5688
6927 | Ventilation | Supply Fan | RTU-3 | Uniform | 0.75 | [5 empty] | 0.75 | 0.75 | 0.75 | 0.511 | 0.5595 |  | 1 | RTUs, AH-1 and HPs | 16.928571428571400 | 524.7857 | 474 | 524.7857 | 507.8571 | 524.7857 | 507.8571 | 524.7857 | 524.7857 | 507.8571 | 524.7857 | 507.8571 | 524.7857 | 293.6176 | 265.203 | 293.6176 | 284.1461 | 293.6176 | 284.1461 | 293.6176 | 293.6176 | 284.1461 | 293.6176 | 284.1461 | 293.6176 | 6178.9286 | 3457.1105 | 2.5688
6928 | Ventilation | Supply Fan | RTU-4 | Uniform | 0.75 | [5 empty] | 0.75 | 0.75 | 0.75 | 0.511 | 0.5595 |  | 1 | RTUs, AH-1 and HPs | 16.928571428571400 | 524.7857 | 474 | 524.7857 | 507.8571 | 524.7857 | 507.8571 | 524.7857 | 524.7857 | 507.8571 | 524.7857 | 507.8571 | 524.7857 | 293.6176 | 265.203 | 293.6176 | 284.1461 | 293.6176 | 284.1461 | 293.6176 | 293.6176 | 284.1461 | 293.6176 | 284.1461 | 293.6176 | 6178.9286 | 3457.1105 | 2.5688
6929 | Ventilation | Supply Fan | RTU-7 | Uniform | 0.75 | [5 empty] | 0.75 | 0.75 | 0.75 | 0.511 | 0.5595 |  | 1 | RTUs, AH-1 and HPs | 16.928571428571400 | 524.7857 | 474 | 524.7857 | 507.8571 | 524.7857 | 507.8571 | 524.7857 | 524.7857 | 507.8571 | 524.7857 | 507.8571 | 524.7857 | 293.6176 | 265.203 | 293.6176 | 284.1461 | 293.6176 | 284.1461 | 293.6176 | 293.6176 | 284.1461 | 293.6176 | 284.1461 | 293.6176 | 6178.9286 | 3457.1105 | 2.5688
6930 | Ventilation | Supply Fan | RTU-14 | Uniform | 0.75 | [5 empty] | 0.75 | 0.75 | 0.75 | 0.511 | 0.5595 |  | 1 | RTUs, AH-1 and HPs | 16.928571428571400 | 524.7857 | 474 | 524.7857 | 507.8571 | 524.7857 | 507.8571 | 524.7857 | 524.7857 | 507.8571 | 524.7857 | 507.8571 | 524.7857 | 293.6176 | 265.203 | 293.6176 | 284.1461 | 293.6176 | 284.1461 | 293.6176 | 293.6176 | 284.1461 | 293.6176 | 284.1461 | 293.6176 | 6178.9286 | 3457.1105 | 2.5688
6931 | Ventilation | Supply Fan | HP-10 | Uniform | 0.75 | [5 empty] | 0.75 | 0.75 | 0.75 | 0.511 | 0.5595 |  | 1 | RTUs, AH-1 and HPs | 16.928571428571400 | 524.7857 | 474 | 524.7857 | 507.8571 | 524.7857 | 507.8571 | 524.7857 | 524.7857 | 507.8571 | 524.7857 | 507.8571 | 524.7857 | 293.6176 | 265.203 | 293.6176 | 284.1461 | 293.6176 | 284.1461 | 293.6176 | 293.6176 | 284.1461 | 293.6176 | 284.1461 | 293.6176 | 6178.9286 | 3457.1105 | 2.5688
6932 | AC system | Condenser Fan | RTU-1 | Heat/Cool | 0.75 | [5 empty] | 0.75 | 0.75 | 0.75 | 0.511 | 0.5595 |  | 0.2 | RTU-1 | 13.0 | 40.3 | 50.96 | 40.3 | 39 | 16.12 | 54.6 | 80.6 | 72.54 | 62.4 | 16.12 | 39 | 80.6 | 22.5479 | 28.5121 | 22.5479 | 21.8205 | 9.0191 | 30.5487 | 45.0957 | 40.5861 | 34.9128 | 9.0191 | 21.8205 | 45.0957 | 592.54 | 331.5261 | 0.56379
6933 | AC system | Condenser Fan | RTU-2 | Heat/Cool | 0.75 | [5 empty] | 0.75 | 0.75 | 0.75 | 0.511 | 0.5595 |  | 0.2 | RTU-2 | 13.0 | 40.3 | 50.96 | 40.3 | 39 | 16.12 | 54.6 | 80.6 | 72.54 | 62.4 | 16.12 | 39 | 80.6 | 22.5479 | 28.5121 | 22.5479 | 21.8205 | 9.0191 | 30.5487 | 45.0957 | 40.5861 | 34.9128 | 9.0191 | 21.8205 | 45.0957 | 592.54 | 331.5261 | 0.56379
6934 | Ventilation | Exhaust Fan | EF-5 | Uniform | 0.75 | [5 empty] | 0.75 | 0.75 | 0.75 | 0.511 | 0.5595 |  | 0.3 | Occupied | 6.428571428571430 | 59.7857 | 54 | 59.7857 | 57.8571 | 59.7857 | 57.8571 | 59.7857 | 59.7857 | 57.8571 | 59.7857 | 57.8571 | 59.7857 | 33.4501 | 30.213 | 33.4501 | 32.3711 | 33.4501 | 32.3711 | 33.4501 | 33.4501 | 32.3711 | 33.4501 | 32.3711 | 33.4501 | 703.9286 | 393.848 | 0.33812
6935 | Ventilation | Exhaust Fan | EF-11 | Uniform | 0.75 | [5 empty] | 0.75 | 0.75 | 0.75 | 0.511 | 0.5595 |  | 0.3 | Occupied | 6.428571428571430 | 59.7857 | 54 | 59.7857 | 57.8571 | 59.7857 | 57.8571 | 59.7857 | 59.7857 | 57.8571 | 59.7857 | 57.8571 | 59.7857 | 33.4501 | 30.213 | 33.4501 | 32.3711 | 33.4501 | 32.3711 | 33.4501 | 33.4501 | 32.3711 | 33.4501 | 32.3711 | 33.4501 | 703.9286 | 393.848 | 0.33812
6936 | Ventilation | Supply Fan | RTU | Uniform | 0.75 | [5 empty] | 0.75 | 0.75 | 0.75 | 0.511 | 0.5595 |  | 0.3 | Occupied | 6.428571428571430 | 59.7857 | 54 | 59.7857 | 57.8571 | 59.7857 | 57.8571 | 59.7857 | 59.7857 | 57.8571 | 59.7857 | 57.8571 | 59.7857 | 33.4501 | 30.213 | 33.4501 | 32.3711 | 33.4501 | 32.3711 | 33.4501 | 33.4501 | 32.3711 | 33.4501 | 32.3711 | 33.4501 | 703.9286 | 393.848 | 0.33812
6937 | Ventilation | Supply Fan | RTU-5 | Uniform | 0.75 | [5 empty] | 0.75 | 0.75 | 0.75 | 0.511 | 0.5595 |  | 1 | Admin-RTU-5 | 11.214285714285700 | 347.6429 | 314 | 347.6429 | 336.4286 | 347.6429 | 336.4286 | 347.6429 | 347.6429 | 336.4286 | 347.6429 | 336.4286 | 347.6429 | 194.5062 | 175.683 | 194.5062 | 188.2318 | 194.5062 | 188.2318 | 194.5062 | 194.5062 | 188.2318 | 194.5062 | 188.2318 | 194.5062 | 4093.2143 | 2290.1534 | 0.28308
6938 | Pump | Condensate Return Pump | P-1 | Heating 1 | 0.75 | [5 empty] | 0.75 | 0.75 | 0.75 | 0.511 | 0.5595 |  | 0.5 | All Day | 24.0 | 372 | 336 | 279 | 180 | 148.8 | 72 | 9.3 | 9.3 | 9 | 74.4 | 144 | 260.4 | 208.134 | 187.992 | 156.1005 | 100.71 | 83.2536 | 40.284 | 5.2034 | 5.2034 | 5.0355 | 41.6268 | 80.568 | 145.6938 | 1894.2 | 1059.8049 | 1.2272
6939 | Pump | Condensate Return Pump | P-2 | Heating 1 | 0.75 | [5 empty] | 0.75 | 0.75 | 0.75 | 0.511 | 0.5595 |  | 0.5 | All Day | 24.0 | 372 | 336 | 279 | 180 | 148.8 | 72 | 9.3 | 9.3 | 9 | 74.4 | 144 | 260.4 | 208.134 | 187.992 | 156.1005 | 100.71 | 83.2536 | 40.284 | 5.2034 | 5.2034 | 5.0355 | 41.6268 | 80.568 | 145.6938 | 1894.2 | 1059.8049 | 1.2272
6940 | Pump | Htg Pump | P-3 | Heating 1 | 0.75 | [5 empty] | 0.75 | 0.75 | 0.75 | 0.511 | 0.5595 |  | 1 | All Day | 24.0 | 744 | 672 | 558 | 360 | 297.6 | 144 | 18.6 | 18.6 | 18 | 148.8 | 288 | 520.8 | 416.268 | 375.984 | 312.201 | 201.42 | 166.5072 | 80.568 | 10.4067 | 10.4067 | 10.071 | 83.2536 | 161.136 | 291.3876 | 3788.4 | 2119.6098 | 1.4078
6941 | Pump | AHU-1 HW Pump |  | Heating 1 | 0.75 | [5 empty] | 0.75 | 0.75 | 0.75 | 0.511 | 0.5595 |  | 1 | All Day | 24.0 | 744 | 672 | 558 | 360 | 297.6 | 144 | 18.6 | 18.6 | 18 | 148.8 | 288 | 520.8 | 416.268 | 375.984 | 312.201 | 201.42 | 166.5072 | 80.568 | 10.4067 | 10.4067 | 10.071 | 83.2536 | 161.136 | 291.3876 | 3788.4 | 2119.6098 | 0.59828
6942 | Pump | Boiler Pump | P-3 | Heating 1 | 0.75 | [5 empty] | 0.75 | 0.75 | 0.75 | 0.511 | 0.5595 |  | 1 | 24.0 | 24.0 | 744 | 672 | 558 | 360 | 297.6 | 144 | 18.6 | 18.6 | 18 | 148.8 | 288 | 520.8 | 416.268 | 375.984 | 312.201 | 201.42 | 166.5072 | 80.568 | 10.4067 | 10.4067 | 10.071 | 83.2536 | 161.136 | 291.3876 | 3788.4 | 2119.6098 | 0.61955
6943 | Pump | Boiler Pump | P-4 | Heating 1 | 0.75 | [5 empty] | 0.75 | 0.75 | 0.75 | 0.511 | 0.5595 |  | 1 | 24.0 | 24.0 | 744 | 672 | 558 | 360 | 297.6 | 144 | 18.6 | 18.6 | 18 | 148.8 | 288 | 520.8 | 416.268 | 375.984 | 312.201 | 201.42 | 166.5072 | 80.568 | 10.4067 | 10.4067 | 10.071 | 83.2536 | 161.136 | 291.3876 | 3788.4 | 2119.6098 | 0.61955
6944 | Ventilation | Penthouse AHU EF-1 | RJH.RPPH.A1EF1 | AHU (Freezestat | 0.75 | [5 empty] | 0.75 | 0.75 | 0.75 | 0.511 | 0.5595 |  | 1 | All Day | 24.0 | 669.6 | 638.4 | 744 | 720 | 744 | 720 | 744 | 744 | 720 | 744 | 684 | 669.6 | 374.6412 | 357.1848 | 416.268 | 402.84 | 416.268 | 402.84 | 416.268 | 416.268 | 402.84 | 416.268 | 382.698 | 374.6412 | 8541.6 | 4779.0252 | 5.5341
6945 | Pump | Pump | P-15 | Uniform | 0.75 | [5 empty] | 0.75 | 0.75 | 0.75 | 0.511 | 0.5595 |  | 0.05 | Occupied | 16.523809523809500 | 25.6119 | 23.1333 | 25.6119 | 24.7857 | 25.6119 | 24.7857 | 25.6119 | 25.6119 | 24.7857 | 25.6119 | 24.7857 | 25.6119 | 14.3299 | 12.9431 | 14.3299 | 13.8676 | 14.3299 | 13.8676 | 14.3299 | 14.3299 | 13.8676 | 14.3299 | 13.8676 | 14.3299 | 301.5595 | 168.7226 | 0.014988
6946 | Pump | Pump | P-16 | Uniform | 0.75 | [5 empty] | 0.75 | 0.75 | 0.75 | 0.511 | 0.5595 |  | 0.05 | Occupied | 16.523809523809500 | 25.6119 | 23.1333 | 25.6119 | 24.7857 | 25.6119 | 24.7857 | 25.6119 | 25.6119 | 24.7857 | 25.6119 | 24.7857 | 25.6119 | 14.3299 | 12.9431 | 14.3299 | 13.8676 | 14.3299 | 13.8676 | 14.3299 | 14.3299 | 13.8676 | 14.3299 | 13.8676 | 14.3299 | 301.5595 | 168.7226 | 0.014988
6947 | Pump | Pump | P-15 | Uniform | 0.75 | [5 empty] | 0.75 | 0.75 | 0.75 | 0.511 | 0.5595 |  | 0.05 | Occupied | 16.523809523809500 | 25.6119 | 23.1333 | 25.6119 | 24.7857 | 25.6119 | 24.7857 | 25.6119 | 25.6119 | 24.7857 | 25.6119 | 24.7857 | 25.6119 | 14.3299 | 12.9431 | 14.3299 | 13.8676 | 14.3299 | 13.8676 | 14.3299 | 14.3299 | 13.8676 | 14.3299 | 13.8676 | 14.3299 | 301.5595 | 168.7226 | 0.014852
6948 | Pump | Pump | P-16 | Uniform | 0.75 | [5 empty] | 0.75 | 0.75 | 0.75 | 0.511 | 0.5595 |  | 0.05 | Occupied | 16.523809523809500 | 25.6119 | 23.1333 | 25.6119 | 24.7857 | 25.6119 | 24.7857 | 25.6119 | 25.6119 | 24.7857 | 25.6119 | 24.7857 | 25.6119 | 14.3299 | 12.9431 | 14.3299 | 13.8676 | 14.3299 | 13.8676 | 14.3299 | 14.3299 | 13.8676 | 14.3299 | 13.8676 | 14.3299 | 301.5595 | 168.7226 | 0.014852
6949 | Ventilation | Supply Fan | RTU-2 | Uniform | 0.75 | [5 empty] | 0.75 | 0.75 | 0.75 | 0.511 | 0.5595 |  | 0.5 | Occupied | 10.857142857142900 | 168.2857 | 152 | 168.2857 | 162.8571 | 168.2857 | 162.8571 | 168.2857 | 168.2857 | 162.8571 | 168.2857 | 162.8571 | 168.2857 | 94.1559 | 85.044 | 94.1559 | 91.1186 | 94.1559 | 91.1186 | 94.1559 | 94.1559 | 91.1186 | 94.1559 | 91.1186 | 94.1559 | 1981.4286 | 1108.6093 | 1.0566
6950 | Pump | ELEC BOILER HEAT BACKUP | HL-P3 | Heating 1 | 0.75 | [5 empty] | 0.75 | 0.75 | 0.75 | 0.511 | 0.5595 |  | 0.1 | All Day | 24.0 | 74.4 | 67.2 | 66.96 | 36 | 29.76 | 7.2 | 0 | 0 | 7.2 | 29.76 | 28.8 | 52.08 | 41.6268 | 37.5984 | 37.4641 | 20.142 | 16.6507 | 4.0284 | 0 | 0 | 4.0284 | 16.6507 | 16.1136 | 29.1388 | 399.36 | 223.4419 | 0.037163
6951 | Ventilation | Stairwell Pressurization Fan | SPF-1 | Uniform | 10.0 | [5 empty] | 10.0 | 0.75 | 0.89338 | 0.78375 | 6.2628 | [28 empty] | 0 | 0 | 0
6952 | Ventilation | Stairwell Pressurization Fan | SPF-2 | Uniform | 10.0 | [5 empty] | 10.0 | 0.75 | 0.89338 | 0.78375 | 6.2628 | [28 empty] | 0 | 0 | 0
6953 | AC system | AC Unit 2 | AC2 (backup for AC1) | Uniform | 10.0 | [5 empty] | 10.0 | 0.75 | 0.89338 | 0.78375 | 6.2628 |  | 0 | All Day | 24.0 | 0 | 0 | 0 | 0 | 0 | 0 | 0 | 0 | 0 | 0 | 0 | 0 | 0 | 0 | 0 | 0 | 0 | 0 | 0 | 0 | 0 | 0 | 0 | 0 | 0 | 0 | 0
6954 | AC system | AC Unit 4 | AC4 (Backup for AC3) | Uniform | 10.0 | [5 empty] | 10.0 | 0.75 | 0.89338 | 0.78375 | 6.2628 |  | 0 | All Day | 24.0 | 0 | 0 | 0 | 0 | 0 | 0 | 0 | 0 | 0 | 0 | 0 | 0 | 0 | 0 | 0 | 0 | 0 | 0 | 0 | 0 | 0 | 0 | 0 | 0 | 0 | 0 | 0
6955 | Pump | EOS HEAT RECOVERY | S-P5 | Heating 1 | 10.0 | [5 empty] | 10.0 | 0.75 | 0.89338 | 0.78375 | 6.2628 | 0 | 0 | All Day | 24.0 | 0 | 0 | 0 | 0 | 0 | 0 | 0 | 0 | 0 | 0 | 0 | 0 | 0 | 0 | 0 | 0 | 0 | 0 | 0 | 0 | 0 | 0 | 0 | 0 | 0 | 0 | 0
6956 | Pump | Heating/Cooling Circulation Pump | P-A1A | Uniform | 10.0 | [5 empty] | 10.0 | 0.75 | 0.89338 | 0.78375 | 6.2628 | 0.65 | 0.5 | All Day | 24.0 | 372 | 336 | 372 | 360 | 372 | 360 | 372 | 372 | 360 | 372 | 360 | 372 | 984.3192 | 889.0625 | 984.3192 | 952.567 | 984.3192 | 952.567 | 984.3192 | 984.3192 | 952.567 | 984.3192 | 952.567 | 984.3192 | 4380 | 11589.5646 | 0.59522
6957 | Pump | Heating/Cooling Circulation Pump | P-A1B | Uniform | 10.0 | [5 empty] | 10.0 | 0.75 | 0.89338 | 0.78375 | 6.2628 | 0.5 | 0.5 | All Day | 24.0 | 372 | 336 | 372 | 360 | 372 | 360 | 372 | 372 | 360 | 372 | 360 | 372 | 582.4374 | 526.0725 | 582.4374 | 563.6491 | 582.4374 | 563.6491 | 582.4374 | 582.4374 | 563.6491 | 582.4374 | 563.6491 | 582.4374 | 4380 | 6857.7305 | 0.3522
6958 | Ventilation | EF for Bathrooms |  | Uniform | 10.0 | [5 empty] | 10.0 | 0.75 | 0.89338 | 0.78375 | 6.2628 |  | 0.5 | All Day | 24.0 | 372 | 336 | 372 | 360 | 372 | 360 | 372 | 372 | 360 | 372 | 360 | 372 | 2329.7495 | 2104.2899 | 2329.7495 | 2254.5963 | 2329.7495 | 2254.5963 | 2329.7495 | 2329.7495 | 2254.5963 | 2329.7495 | 2254.5963 | 2329.7495 | 4380 | 27430.9221 | 4.6243
6959 | Ventilation | Exhaust Fan | EF-15 | Uniform | 10.0 | [5 empty] | 10.0 | 0.75 | 0.89338 | 0.78375 | 6.2628 |  | 0.5 | 24/7 | 24.0 | 372 | 336 | 372 | 360 | 372 | 360 | 372 | 372 | 360 | 372 | 360 | 372 | 2329.7495 | 2104.2899 | 2329.7495 | 2254.5963 | 2329.7495 | 2254.5963 | 2329.7495 | 2329.7495 | 2254.5963 | 2329.7495 | 2254.5963 | 2329.7495 | 4380 | 27430.9221 | 1.917
6960 | Data centre AC | Dry Chiller pump | P2A | Uniform | 10.0 | 7.5 | 3 |  | 460.0 |  | 10.0 | 0.75 | 0.89338 | 0.78375 | 6.2628 |  | 0.5 | All Day | 24.0 | 372 | 336 | 372 | 360 | 372 | 360 | 372 | 372 | 360 | 372 | 360 | 372 | 2329.7495 | 2104.2899 | 2329.7495 | 2254.5963 | 2329.7495 | 2254.5963 | 2329.7495 | 2329.7495 | 2254.5963 | 2329.7495 | 2254.5963 | 2329.7495 | 4380 | 27430.9221 | 0.6832
6961 | Data centre AC | Dry Chiller pump | P2B | Uniform | 10.0 | 7.5 | 3 |  | 460.0 |  | 10.0 | 0.75 | 0.89338 | 0.78375 | 6.2628 |  | 0.5 | All Day | 24.0 | 372 | 336 | 372 | 360 | 372 | 360 | 372 | 372 | 360 | 372 | 360 | 372 | 2329.7495 | 2104.2899 | 2329.7495 | 2254.5963 | 2329.7495 | 2254.5963 | 2329.7495 | 2329.7495 | 2254.5963 | 2329.7495 | 2254.5963 | 2329.7495 | 4380 | 27430.9221 | 0.6832
6962 | Pump | Pump | P-2 DCW | Uniform | 10.0 | [5 empty] | 10.0 | 0.75 | 0.89338 | 0.78375 | 6.2628 |  | 1 | All Day | 24.0 | 744 | 672 | 744 | 720 | 744 | 720 | 744 | 744 | 720 | 744 | 720 | 744 | 4659.4991 | 4208.5798 | 4659.4991 | 4509.1927 | 4659.4991 | 4509.1927 | 4659.4991 | 4659.4991 | 4509.1927 | 4659.4991 | 4509.1927 | 4659.4991 | 8760 | 54861.8441 | 6.7571
6963 | Ventilation | Exhaust Fan | EF-3 | Uniform | 10.0 | [5 empty] | 10.0 | 0.75 | 0.89338 | 0.78375 | 6.2628 |  | 1 | All Day | 24.0 | 744 | 672 | 744 | 720 | 744 | 720 | 744 | 744 | 720 | 744 | 720 | 744 | 4659.4991 | 4208.5798 | 4659.4991 | 4509.1927 | 4659.4991 | 4509.1927 | 4659.4991 | 4659.4991 | 4509.1927 | 4659.4991 | 4509.1927 | 4659.4991 | 8760 | 54861.8441 | 6.5632
6964 | Ventilation | EF | AX-2 | Uniform | 10.0 |  | 3 |  | 208.0 |  | 10.0 | 0.75 | 0.89338 | 0.78375 | 6.2628 | 0.75 | 1 |  | 24.0 | 744 | 672 | 744 | 720 | 744 | 720 | 744 | 744 | 720 | 744 | 720 | 744 | 2620.9682 | 2367.3262 | 2620.9682 | 2536.4209 | 2620.9682 | 2536.4209 | 2620.9682 | 2620.9682 | 2536.4209 | 2620.9682 | 2536.4209 | 2620.9682 | 8760 | 30859.7873 | 4.7232
6965 | Ventilation | Supply Fan | AH-201 | Uniform | 10.0 | [5 empty] | 10.0 | 0.75 | 0.89338 | 0.78375 | 6.2628 |  | 1 | All Day | 24.0 | 744 | 672 | 744 | 720 | 744 | 720 | 744 | 744 | 720 | 744 | 720 | 744 | 4659.4991 | 4208.5798 | 4659.4991 | 4509.1927 | 4659.4991 | 4509.1927 | 4659.4991 | 4659.4991 | 4509.1927 | 4659.4991 | 4509.1927 | 4659.4991 | 8760 | 54861.8441 | 20.4959
6966 | Ventilation | Supply Fan | AH-202 | Uniform | 10.0 | [5 empty] | 10.0 | 0.75 | 0.89338 | 0.78375 | 6.2628 |  | 1 | All Day | 24.0 | 744 | 672 | 744 | 720 | 744 | 720 | 744 | 744 | 720 | 744 | 720 | 744 | 4659.4991 | 4208.5798 | 4659.4991 | 4509.1927 | 4659.4991 | 4509.1927 | 4659.4991 | 4659.4991 | 4509.1927 | 4659.4991 | 4509.1927 | 4659.4991 | 8760 | 54861.8441 | 20.4959
6967 | Ventilation | Supply Fan | AHU-1 A | Uniform | 10.0 | [5 empty] | 10.0 | 0.75 | 0.89338 | 0.78375 | 6.2628 | 0.78 | 1 | All Day | 24.0 | 744 | 672 | 744 | 720 | 744 | 720 | 744 | 744 | 720 | 744 | 720 | 744 | 2834.8392 | 2560.5 | 2834.8392 | 2743.3928 | 2834.8392 | 2743.3928 | 2834.8392 | 2834.8392 | 2743.3928 | 2834.8392 | 2743.3928 | 2834.8392 | 8760 | 33377.946 | 38.6831
6968 | Ventilation | Supply Fan | AHU-1B | Uniform | 10.0 | [5 empty] | 10.0 | 0.75 | 0.89338 | 0.78375 | 6.2628 | 0.48 | 1 | All Day | 24.0 | 744 | 672 | 744 | 720 | 744 | 720 | 744 | 744 | 720 | 744 | 720 | 744 | 1073.5486 | 969.6568 | 1073.5486 | 1038.918 | 1073.5486 | 1038.918 | 1073.5486 | 1073.5486 | 1038.918 | 1073.5486 | 1038.918 | 1073.5486 | 8760 | 12640.1689 | 14.6492
6969 | Ventilation | Return Fan | AH-1 | Uniform | 10.0 | [5 empty] | 10.0 | 0.75 | 0.89338 | 0.78375 | 6.2628 | 1 | 1 | All Day | 24.0 | 744 | 672 | 744 | 720 | 744 | 720 | 744 | 744 | 720 | 744 | 720 | 744 | 4659.4991 | 4208.5798 | 4659.4991 | 4509.1927 | 4659.4991 | 4509.1927 | 4659.4991 | 4659.4991 | 4509.1927 | 4659.4991 | 4509.1927 | 4659.4991 | 8760 | 54861.8441 | 0.38166
6970 | Ventilation | Return Fan | AH-2 | Uniform | 10.0 | [5 empty] | 10.0 | 0.75 | 0.89338 | 0.78375 | 6.2628 | 0.85 | 1 | All Day | 24.0 | 744 | 672 | 744 | 720 | 744 | 720 | 744 | 744 | 720 | 744 | 720 | 744 | 3366.4881 | 3040.6989 | 3366.4881 | 3257.8917 | 3366.4881 | 3257.8917 | 3366.4881 | 3366.4881 | 3257.8917 | 3366.4881 | 3257.8917 | 3366.4881 | 8760 | 39637.6824 | 0.27575
6971 | Ventilation | Exhaust Fan | EF-1,2 | Uniform | 10.0 | [5 empty] | 10.0 | 0.75 | 0.89338 | 0.78375 | 6.2628 |  | 1 | All Day | 24.0 | 744 | 672 | 744 | 720 | 744 | 720 | 744 | 744 | 720 | 744 | 720 | 744 | 4659.4991 | 4208.5798 | 4659.4991 | 4509.1927 | 4659.4991 | 4509.1927 | 4659.4991 | 4659.4991 | 4509.1927 | 4659.4991 | 4509.1927 | 4659.4991 | 8760 | 54861.8441 | 0.38166
6972 | Ventilation | RTU (hydronic) | RTU-1 | Uniform | 10.0 | [5 empty] | 10.0 | 0.75 | 0.89338 | 0.78375 | 6.2628 |  | 1 | All Day | 24.0 | 744 | 672 | 744 | 720 | 744 | 720 | 744 | 744 | 720 | 744 | 720 | 744 | 4659.4991 | 4208.5798 | 4659.4991 | 4509.1927 | 4659.4991 | 4509.1927 | 4659.4991 | 4659.4991 | 4509.1927 | 4659.4991 | 4509.1927 | 4659.4991 | 8760 | 54861.8441 | 0.38166
6973 | Ventilation | Return Fan | ME-141 | Uniform | 10.0 | [5 empty] | 10.0 | 0.75 | 0.89338 | 0.78375 | 6.2628 |  | 1 | All Day | 24.0 | 744 | 672 | 744 | 720 | 744 | 720 | 744 | 744 | 720 | 744 | 720 | 744 | 4659.4991 | 4208.5798 | 4659.4991 | 4509.1927 | 4659.4991 | 4509.1927 | 4659.4991 | 4659.4991 | 4509.1927 | 4659.4991 | 4509.1927 | 4659.4991 | 8760 | 54861.8441 | 0.38166
6974 | Ventilation | Supply Fan | CF-1 | Uniform | 10.0 | [5 empty] | 10.0 | 0.75 | 0.89338 | 0.78375 | 6.2628 |  | 1 | All Day | 24.0 | 744 | 672 | 744 | 720 | 744 | 720 | 744 | 744 | 720 | 744 | 720 | 744 | 4659.4991 | 4208.5798 | 4659.4991 | 4509.1927 | 4659.4991 | 4509.1927 | 4659.4991 | 4659.4991 | 4509.1927 | 4659.4991 | 4509.1927 | 4659.4991 | 8760 | 54861.8441 | 0.38166
6975 | Ventilation | Supply Fan | AHU-R01 | Uniform | 10.0 | [5 empty] | 10.0 | 0.75 | 0.89338 | 0.78375 | 6.2628 | 0.75 | 1 | All Day | 24.0 | 744 | 672 | 744 | 720 | 744 | 720 | 744 | 744 | 720 | 744 | 720 | 744 | 2620.9682 | 2367.3262 | 2620.9682 | 2536.4209 | 2620.9682 | 2536.4209 | 2620.9682 | 2620.9682 | 2536.4209 | 2620.9682 | 2536.4209 | 2620.9682 | 8760 | 30859.7873 | 0.21468
6976 | Ventilation | Supply Fan | AHU-1 A | Uniform | 10.0 | [5 empty] | 10.0 | 0.75 | 0.89338 | 0.78375 | 6.2628 | 0.78 | 1 | All Day | 24.0 | 744 | 672 | 744 | 720 | 744 | 720 | 744 | 744 | 720 | 744 | 720 | 744 | 2834.8392 | 2560.5 | 2834.8392 | 2743.3928 | 2834.8392 | 2743.3928 | 2834.8392 | 2834.8392 | 2743.3928 | 2834.8392 | 2743.3928 | 2834.8392 | 8760 | 33377.946 | 38.6831
6977 | Ventilation | Supply Fan | AHU-1B | Uniform | 10.0 | [5 empty] | 10.0 | 0.75 | 0.89338 | 0.78375 | 6.2628 | 0.48 | 1 | All Day | 24.0 | 744 | 672 | 744 | 720 | 744 | 720 | 744 | 744 | 720 | 744 | 720 | 744 | 1073.5486 | 969.6568 | 1073.5486 | 1038.918 | 1073.5486 | 1038.918 | 1073.5486 | 1073.5486 | 1038.918 | 1073.5486 | 1038.918 | 1073.5486 | 8760 | 12640.1689 | 14.6492
6978 | Ventilation | Supply Fan | 1-AHU1 | Uniform | 10.0 | [5 empty] | 10.0 | 0.75 | 0.89338 | 0.78375 | 6.2628 |  | 1 | All Day | 24.0 | 744 | 672 | 744 | 720 | 744 | 720 | 744 | 744 | 720 | 744 | 720 | 744 | 4659.4991 | 4208.5798 | 4659.4991 | 4509.1927 | 4659.4991 | 4509.1927 | 4659.4991 | 4659.4991 | 4509.1927 | 4659.4991 | 4509.1927 | 4659.4991 | 8760 | 54861.8441 | 17.9141
6979 | Ventilation | Fooderie EF |  | Uniform | 10.0 | [5 empty] | 10.0 | 0.75 | 0.89338 | 0.78375 | 6.2628 |  | 1 | All Day | 24.0 | 744 | 672 | 744 | 720 | 744 | 720 | 744 | 744 | 720 | 744 | 720 | 744 | 4659.4991 | 4208.5798 | 4659.4991 | 4509.1927 | 4659.4991 | 4509.1927 | 4659.4991 | 4659.4991 | 4509.1927 | 4659.4991 | 4509.1927 | 4659.4991 | 8760 | 54861.8441 | 5.7973
6980 | Ventilation | Return Fan | RF-1 | Uniform | 10.0 | [5 empty] | 10.0 | 0.75 | 0.89338 | 0.78375 | 6.2628 | 1 | 1 | All Day | 24.0 | 744 | 672 | 744 | 720 | 744 | 720 | 744 | 744 | 720 | 744 | 720 | 744 | 4659.4991 | 4208.5798 | 4659.4991 | 4509.1927 | 4659.4991 | 4509.1927 | 4659.4991 | 4659.4991 | 4509.1927 | 4659.4991 | 4509.1927 | 4659.4991 | 8760 | 54861.8441 | 0.98187
6981 | Ventilation | Return Fan | RF-3 | Uniform | 10.0 | [5 empty] | 10.0 | 0.75 | 0.89338 | 0.78375 | 6.2628 | 0.8 | 1 | All Day | 24.0 | 744 | 672 | 744 | 720 | 744 | 720 | 744 | 744 | 720 | 744 | 720 | 744 | 2982.0794 | 2693.4911 | 2982.0794 | 2885.8833 | 2982.0794 | 2885.8833 | 2982.0794 | 2982.0794 | 2885.8833 | 2982.0794 | 2885.8833 | 2982.0794 | 8760 | 35111.5802 | 0.62839
6982 | Ventilation | Supply Fan | SF-MS | Uniform | 10.0 | [5 empty] | 10.0 | 0.75 | 0.89338 | 0.78375 | 6.2628 |  | 1 | All Day | 24.0 | 744 | 672 | 744 | 720 | 744 | 720 | 744 | 744 | 720 | 744 | 720 | 744 | 4659.4991 | 4208.5798 | 4659.4991 | 4509.1927 | 4659.4991 | 4509.1927 | 4659.4991 | 4659.4991 | 4509.1927 | 4659.4991 | 4509.1927 | 4659.4991 | 8760 | 54861.8441 | 0.98187
6983 | Ventilation | 20 T Liebert - Fan | AC-01 | Uniform | 10 |  | 3 |  | 208.0 |  | 10.0 | 0.75 | 0.89338 | 0.78375 | 6.2628 |  | 1 | All Day | 24.0 | 744 | 672 | 744 | 720 | 744 | 720 | 744 | 744 | 720 | 744 | 720 | 744 | 4659.4991 | 4208.5798 | 4659.4991 | 4509.1927 | 4659.4991 | 4509.1927 | 4659.4991 | 4659.4991 | 4509.1927 | 4659.4991 | 4509.1927 | 4659.4991 | 8760 | 54861.8441 | 6.3528
6984 | Pump | Pump | P-2 DCW | Uniform | 10.0 | [5 empty] | 10.0 | 0.75 | 0.89338 | 0.78375 | 6.2628 |  | 1 | All Day | 24.0 | 744 | 672 | 744 | 720 | 744 | 720 | 744 | 744 | 720 | 744 | 720 | 744 | 4659.4991 | 4208.5798 | 4659.4991 | 4509.1927 | 4659.4991 | 4509.1927 | 4659.4991 | 4659.4991 | 4509.1927 | 4659.4991 | 4509.1927 | 4659.4991 | 8760 | 54861.8441 | 6.7571
6985 | Ventilation | AHU-103 SF 103 | SF-103 | Uniform | 10.0 | [5 empty] | 10.0 | 0.75 | 0.89338 | 0.78375 | 6.2628 |  | 1 | All Day | 24.0 | 744 | 672 | 744 | 720 | 744 | 720 | 744 | 744 | 720 | 744 | 720 | 744 | 4659.4991 | 4208.5798 | 4659.4991 | 4509.1927 | 4659.4991 | 4509.1927 | 4659.4991 | 4659.4991 | 4509.1927 | 4659.4991 | 4509.1927 | 4659.4991 | 8760 | 54861.8441 | 1.0979
6986 | AC system | AC Unit 1 | AC1 | Uniform | 10.0 | [5 empty] | 10.0 | 0.75 | 0.89338 | 0.78375 | 6.2628 |  | 1 | All Day | 24.0 | 744 | 672 | 744 | 720 | 744 | 720 | 744 | 744 | 720 | 744 | 720 | 744 | 4659.4991 | 4208.5798 | 4659.4991 | 4509.1927 | 4659.4991 | 4509.1927 | 4659.4991 | 4659.4991 | 4509.1927 | 4659.4991 | 4509.1927 | 4659.4991 | 8760 | 54861.8441 | 1.0979
6987 | AC system | AC Unit 3 | AC3 | Uniform | 10.0 | [5 empty] | 10.0 | 0.75 | 0.89338 | 0.78375 | 6.2628 |  | 1 | All Day | 24.0 | 744 | 672 | 744 | 720 | 744 | 720 | 744 | 744 | 720 | 744 | 720 | 744 | 4659.4991 | 4208.5798 | 4659.4991 | 4509.1927 | 4659.4991 | 4509.1927 | 4659.4991 | 4659.4991 | 4509.1927 | 4659.4991 | 4509.1927 | 4659.4991 | 8760 | 54861.8441 | 1.0979
6988 | Ventilation | O/R ex air (heat rec) | AHU 4XA | Uniform | 10.0 | [5 empty] | 10.0 | 0.75 | 0.89338 | 0.78375 | 6.2628 | 0.88 | 1 | All Day | 24.0 | 744 | 672 | 744 | 720 | 744 | 720 | 744 | 744 | 720 | 744 | 720 | 744 | 3608.3161 | 3259.1242 | 3608.3161 | 3491.9188 | 3608.3161 | 3491.9188 | 3608.3161 | 3608.3161 | 3491.9188 | 3608.3161 | 3491.9188 | 3608.3161 | 8760 | 42485.0121 | 0.80432
6989 | Ventilation | O/R ex air (heat rec) | AHU 4XB | Uniform | 10.0 | [5 empty] | 10.0 | 0.75 | 0.89338 | 0.78375 | 6.2628 | 0.88 | 1 | All Day | 24.0 | 744 | 672 | 744 | 720 | 744 | 720 | 744 | 744 | 720 | 744 | 720 | 744 | 3608.3161 | 3259.1242 | 3608.3161 | 3491.9188 | 3608.3161 | 3491.9188 | 3608.3161 | 3608.3161 | 3491.9188 | 3608.3161 | 3491.9188 | 3608.3161 | 8760 | 42485.0121 | 0.80432
6990 | Ventilation | Eng-Air LMD-20-WR - supply fan | AHU01 | Uniform | 10.0 | [5 empty] | 10.0 | 0.75 | 0.89338 | 0.78375 | 6.2628 | 0.9 | 1 |  | 24.0 | 744 | 672 | 744 | 720 | 744 | 720 | 744 | 744 | 720 | 744 | 720 | 744 | 3774.1943 | 3408.9497 | 3774.1943 | 3652.4461 | 3774.1943 | 3652.4461 | 3774.1943 | 3774.1943 | 3652.4461 | 3774.1943 | 3652.4461 | 3774.1943 | 8760 | 44438.0937 | 14.8215
6991 | Ventilation | Supply Fan | AHU-103 | Uniform | 10.0 | [5 empty] | 10.0 | 0.75 | 0.89338 | 0.78375 | 6.2628 |  | 1 | All Day | 24.0 | 744 | 672 | 744 | 720 | 744 | 720 | 744 | 744 | 720 | 744 | 720 | 744 | 4659.4991 | 4208.5798 | 4659.4991 | 4509.1927 | 4659.4991 | 4509.1927 | 4659.4991 | 4659.4991 | 4509.1927 | 4659.4991 | 4509.1927 | 4659.4991 | 8760 | 54861.8441 | 7.5705
6992 | Ventilation | Supply Fan | ACU-102 | Uniform | 10.0 | [5 empty] | 10.0 | 0.75 | 0.89338 | 0.78375 | 6.2628 |  | 1 | All Day | 24.0 | 744 | 672 | 744 | 720 | 744 | 720 | 744 | 744 | 720 | 744 | 720 | 744 | 4659.4991 | 4208.5798 | 4659.4991 | 4509.1927 | 4659.4991 | 4509.1927 | 4659.4991 | 4659.4991 | 4509.1927 | 4659.4991 | 4509.1927 | 4659.4991 | 8760 | 54861.8441 | 7.5705
6993 | Ventilation | AHU-8 SF | A8SF | Uniform | 10.0 | [5 empty] | 10.0 | 0.75 | 0.89338 | 0.78375 | 6.2628 | 0.9 | 1 | All Day | 24.0 | 744 | 672 | 744 | 720 | 744 | 720 | 744 | 744 | 720 | 744 | 720 | 744 | 3774.1943 | 3408.9497 | 3774.1943 | 3652.4461 | 3774.1943 | 3652.4461 | 3774.1943 | 3774.1943 | 3652.4461 | 3774.1943 | 3652.4461 | 3774.1943 | 8760 | 44438.0937 | 4.3178
6994 | Ventilation | Exhaust Fan | EF-7 | Uniform | 10.0 | [5 empty] | 10.0 | 0.75 | 0.89338 | 0.78375 | 6.2628 |  | 1 | 24h 7d | 24.0 | 744 | 672 | 744 | 720 | 744 | 720 | 744 | 744 | 720 | 744 | 720 | 744 | 4659.4991 | 4208.5798 | 4659.4991 | 4509.1927 | 4659.4991 | 4509.1927 | 4659.4991 | 4659.4991 | 4509.1927 | 4659.4991 | 4509.1927 | 4659.4991 | 8760 | 54861.8441 | 6.5083
6995 | Ventilation | Supply Fan | AHU-103 | Uniform | 10.0 | [5 empty] | 10.0 | 0.75 | 0.89338 | 0.78375 | 6.2628 | 1 | 1 | All Day | 24.0 | 744 | 672 | 744 | 720 | 744 | 720 | 744 | 744 | 720 | 744 | 720 | 744 | 4659.4991 | 4208.5798 | 4659.4991 | 4509.1927 | 4659.4991 | 4509.1927 | 4659.4991 | 4659.4991 | 4509.1927 | 4659.4991 | 4509.1927 | 4659.4991 | 8760 | 54861.8441 | 6.886
6996 | Ventilation | Supply Fan | RTU-1 | Uniform | 10.0 | [5 empty] | 10.0 | 0.75 | 0.89338 | 0.78375 | 6.2628 |  | 1 | All Day | 24.0 | 744 | 672 | 744 | 720 | 744 | 720 | 744 | 744 | 720 | 744 | 720 | 744 | 4659.4991 | 4208.5798 | 4659.4991 | 4509.1927 | 4659.4991 | 4509.1927 | 4659.4991 | 4659.4991 | 4509.1927 | 4659.4991 | 4509.1927 | 4659.4991 | 8760 | 54861.8441 | 6.886
6997 | Ventilation | Supply Fan | RTU-2 | Uniform | 10.0 | [5 empty] | 10.0 | 0.75 | 0.89338 | 0.78375 | 6.2628 |  | 1 | All Day | 24.0 | 744 | 672 | 744 | 720 | 744 | 720 | 744 | 744 | 720 | 744 | 720 | 744 | 4659.4991 | 4208.5798 | 4659.4991 | 4509.1927 | 4659.4991 | 4509.1927 | 4659.4991 | 4659.4991 | 4509.1927 | 4659.4991 | 4509.1927 | 4659.4991 | 8760 | 54861.8441 | 6.886
6998 | Ventilation | Supply Fan | RTU-3 | Uniform | 10.0 | [5 empty] | 10.0 | 0.75 | 0.89338 | 0.78375 | 6.2628 |  | 1 | All Day | 24.0 | 744 | 672 | 744 | 720 | 744 | 720 | 744 | 744 | 720 | 744 | 720 | 744 | 4659.4991 | 4208.5798 | 4659.4991 | 4509.1927 | 4659.4991 | 4509.1927 | 4659.4991 | 4659.4991 | 4509.1927 | 4659.4991 | 4509.1927 | 4659.4991 | 8760 | 54861.8441 | 6.886
6999 | Ventilation | Exhaust Fan | EF-3 | Uniform | 10.0 | [5 empty] | 10.0 | 0.75 | 0.89338 | 0.78375 | 6.2628 |  | 1 | All Day | 24.0 | 744 | 672 | 744 | 720 | 744 | 720 | 744 | 744 | 720 | 744 | 720 | 744 | 4659.4991 | 4208.5798 | 4659.4991 | 4509.1927 | 4659.4991 | 4509.1927 | 4659.4991 | 4659.4991 | 4509.1927 | 4659.4991 | 4509.1927 | 4659.4991 | 8760 | 54861.8441 | 6.5632
7000 | Ventilation | Return Fan | RF-1 | Uniform | 10.0 | [5 empty] | 10.0 | 0.75 | 0.89338 | 0.78375 | 6.2628 | 1 | 1 | All Day | 24.0 | 744 | 672 | 744 | 720 | 744 | 720 | 744 | 744 | 720 | 744 | 720 | 744 | 4659.4991 | 4208.5798 | 4659.4991 | 4509.1927 | 4659.4991 | 4509.1927 | 4659.4991 | 4659.4991 | 4509.1927 | 4659.4991 | 4509.1927 | 4659.4991 | 8760 | 54861.8441 | 0.98187
7001 | Ventilation | Return Fan | RF-3 | Uniform | 10.0 | [5 empty] | 10.0 | 0.75 | 0.89338 | 0.78375 | 6.2628 | 0.8 | 1 | All Day | 24.0 | 744 | 672 | 744 | 720 | 744 | 720 | 744 | 744 | 720 | 744 | 720 | 744 | 2982.0794 | 2693.4911 | 2982.0794 | 2885.8833 | 2982.0794 | 2885.8833 | 2982.0794 | 2982.0794 | 2885.8833 | 2982.0794 | 2885.8833 | 2982.0794 | 8760 | 35111.5802 | 0.62839
7002 | Ventilation | Supply Fan | SF-MS | Uniform | 10.0 | [5 empty] | 10.0 | 0.75 | 0.89338 | 0.78375 | 6.2628 |  | 1 | All Day | 24.0 | 744 | 672 | 744 | 720 | 744 | 720 | 744 | 744 | 720 | 744 | 720 | 744 | 4659.4991 | 4208.5798 | 4659.4991 | 4509.1927 | 4659.4991 | 4509.1927 | 4659.4991 | 4659.4991 | 4509.1927 | 4659.4991 | 4509.1927 | 4659.4991 | 8760 | 54861.8441 | 0.98187
7003 | Ventilation | Supply Fan | AC0005-VTC | Uniform | 10.0 | [5 empty] | 10.0 | 0.75 | 0.89338 | 0.78375 | 6.2628 |  | 1 | All Day | 24.0 | 744 | 672 | 744 | 720 | 744 | 720 | 744 | 744 | 720 | 744 | 720 | 744 | 4659.4991 | 4208.5798 | 4659.4991 | 4509.1927 | 4659.4991 | 4509.1927 | 4659.4991 | 4659.4991 | 4509.1927 | 4659.4991 | 4509.1927 | 4659.4991 | 8760 | 54861.8441 | 3.0702
7004 | Ventilation | Supply Fan | AC00010-VTC | Uniform | 10.0 | [5 empty] | 10.0 | 0.75 | 0.89338 | 0.78375 | 6.2628 |  | 1 | All Day | 24.0 | 744 | 672 | 744 | 720 | 744 | 720 | 744 | 744 | 720 | 744 | 720 | 744 | 4659.4991 | 4208.5798 | 4659.4991 | 4509.1927 | 4659.4991 | 4509.1927 | 4659.4991 | 4659.4991 | 4509.1927 | 4659.4991 | 4509.1927 | 4659.4991 | 8760 | 54861.8441 | 3.0702
7005 | Ventilation | Supply Fan |  | Uniform | 10.0 | [5 empty] | 10.0 | 0.75 | 0.89338 | 0.78375 | 6.2628 | 0.65 | 1 | All Day | 24.0 | 744 | 672 | 744 | 720 | 744 | 720 | 744 | 744 | 720 | 744 | 720 | 744 | 1968.6384 | 1778.125 | 1968.6384 | 1905.1339 | 1968.6384 | 1905.1339 | 1968.6384 | 1968.6384 | 1905.1339 | 1968.6384 | 1905.1339 | 1968.6384 | 8760 | 23179.1291 | 0.91983
7006 | Ventilation | Supply Fan |  | Uniform | 10.0 | [5 empty] | 10.0 | 0.75 | 0.89338 | 0.78375 | 6.2628 | 0.65 | 1 | All Day | 24.0 | 744 | 672 | 744 | 720 | 744 | 720 | 744 | 744 | 720 | 744 | 720 | 744 | 1968.6384 | 1778.125 | 1968.6384 | 1905.1339 | 1968.6384 | 1905.1339 | 1968.6384 | 1968.6384 | 1905.1339 | 1968.6384 | 1905.1339 | 1968.6384 | 8760 | 23179.1291 | 0.91983
7007 | Ventilation | Supply Fan |  | Uniform | 10.0 | [5 empty] | 10.0 | 0.75 | 0.89338 | 0.78375 | 6.2628 |  | 1 | All Day | 24.0 | 744 | 672 | 744 | 720 | 744 | 720 | 744 | 744 | 720 | 744 | 720 | 744 | 4659.4991 | 4208.5798 | 4659.4991 | 4509.1927 | 4659.4991 | 4509.1927 | 4659.4991 | 4659.4991 | 4509.1927 | 4659.4991 | 4509.1927 | 4659.4991 | 8760 | 54861.8441 | 2.1771
7008 | Ventilation | Supply Fan |  | Uniform | 10.0 | [5 empty] | 10.0 | 0.75 | 0.89338 | 0.78375 | 6.2628 |  | 1 | All Day | 24.0 | 744 | 672 | 744 | 720 | 744 | 720 | 744 | 744 | 720 | 744 | 720 | 744 | 4659.4991 | 4208.5798 | 4659.4991 | 4509.1927 | 4659.4991 | 4509.1927 | 4659.4991 | 4659.4991 | 4509.1927 | 4659.4991 | 4509.1927 | 4659.4991 | 8760 | 54861.8441 | 2.1771
7009 | Pump | Circulation Pump | PMP003-VTC | HW pump | 10.0 | [5 empty] | 10.0 | 0.75 | 0.89338 | 0.78375 | 6.2628 |  | 0.5 | All Day | 24.0 | 372 | 336 | 372 | 351.5 | 360.5 | 304.5 | 230.5 | 231.5 | 323 | 372 | 360 | 372 | 2329.7495 | 2104.2899 | 2329.7495 | 2201.3628 | 2257.7277 | 1907.0127 | 1443.5679 | 1449.8307 | 2022.8739 | 2329.7495 | 2254.5963 | 2329.7495 | 3985.5 | 24960.2602 | 1.3968
7010 | Pump | Circulation Pump | PMP004-VTC | HW pump | 10.0 | [5 empty] | 10.0 | 0.75 | 0.89338 | 0.78375 | 6.2628 |  | 0.5 | All Day | 24.0 | 372 | 336 | 372 | 351.5 | 360.5 | 304.5 | 230.5 | 231.5 | 323 | 372 | 360 | 372 | 2329.7495 | 2104.2899 | 2329.7495 | 2201.3628 | 2257.7277 | 1907.0127 | 1443.5679 | 1449.8307 | 2022.8739 | 2329.7495 | 2254.5963 | 2329.7495 | 3985.5 | 24960.2602 | 1.3968
7011 | Ventilation | Supply Fan | AHU-2 | Uniform | 10.0 | [5 empty] | 10.0 | 0.75 | 0.89338 | 0.78375 | 6.2628 |  | 1 | AHU-2 AHU-3 | 17.0 | 527 | 476 | 527 | 510 | 527 | 510 | 527 | 527 | 510 | 527 | 510 | 527 | 3300.4785 | 2981.0774 | 3300.4785 | 3194.0115 | 3300.4785 | 3194.0115 | 3300.4785 | 3300.4785 | 3194.0115 | 3300.4785 | 3194.0115 | 3300.4785 | 6205 | 38860.4729 | 9.0995
7012 | Ventilation | Supply Fan | AHU-3 | Uniform | 10.0 | [5 empty] | 10.0 | 0.75 | 0.89338 | 0.78375 | 6.2628 |  | 1 | AHU-2 AHU-3 | 17.0 | 527 | 476 | 527 | 510 | 527 | 510 | 527 | 527 | 510 | 527 | 510 | 527 | 3300.4785 | 2981.0774 | 3300.4785 | 3194.0115 | 3300.4785 | 3194.0115 | 3300.4785 | 3300.4785 | 3194.0115 | 3300.4785 | 3194.0115 | 3300.4785 | 6205 | 38860.4729 | 9.0995
7013 | AC system | RTU DX Compressor | RTU2 | Cooling 1 | 10.0 | [5 empty] | 10.0 | 0.75 | 0.89338 | 0.78375 | 6.2628 |  | 0.25 | All Day | 24.0 | 0 | 0 | 0 | 0 | 0 | 180 | 186 | 186 | 0 | 0 | 0 | 0 | 0 | 0 | 0 | 0 | 0 | 1127.2982 | 1164.8748 | 1164.8748 | 0 | 0 | 0 | 0 | 552 | 3457.0477 | 3.6913
7014 | Ventilation | Return Fan | AHU-18 | Uniform | 10.0 | [5 empty] | 10.0 | 0.75 | 0.89338 | 0.78375 | 6.2628 | 0.9 | 1 | AHU-18 | 10.0 | 310 | 280 | 310 | 300 | 310 | 300 | 310 | 279 | 300 | 310 | 300 | 310 | 1572.5809 | 1420.3957 | 1572.5809 | 1521.8525 | 1572.5809 | 1521.8525 | 1572.5809 | 1415.3228 | 1521.8525 | 1572.5809 | 1521.8525 | 1572.5809 | 3619 | 18358.6143 | 0.42959
7015 | Ice Plant | Roof Top Condensor Fan |  | Ice Plant Uniform | 10.0 | [5 empty] | 10.0 | 0.75 | 0.89338 | 0.78375 | 6.2628 | 0.25 | 0.83333 | All Day | 24.0 | 620 | 560 | 620 | 600 | 620 | 300 | 620 | 620 | 600 | 620 | 600 | 620 | 242.6822 | 219.1969 | 242.6822 | 234.8538 | 242.6822 | 117.4269 | 242.6822 | 242.6822 | 234.8538 | 242.6822 | 234.8538 | 242.6822 | 7000 | 2739.9608 | 0.15778
7016 | Ventilation | Makeup Air Unit | ME-142 | Uniform | 10.0 | [5 empty] | 10.0 | 0.75 | 0.89338 | 0.78375 | 6.2628 |  | 0.05 | All Day | 24.0 | 37.2 | 33.6 | 37.2 | 36 | 37.2 | 36 | 37.2 | 37.2 | 36 | 37.2 | 36 | 37.2 | 232.975 | 210.429 | 232.975 | 225.4596 | 232.975 | 225.4596 | 232.975 | 232.975 | 225.4596 | 232.975 | 225.4596 | 232.975 | 438 | 2743.0922 | 0.019083
7017 | Ventilation | Makeup Air Unit | ME-143 | Uniform | 10.0 | [5 empty] | 10.0 | 0.75 | 0.89338 | 0.78375 | 6.2628 |  | 0.05 | All Day | 24.0 | 37.2 | 33.6 | 37.2 | 36 | 37.2 | 36 | 37.2 | 37.2 | 36 | 37.2 | 36 | 37.2 | 232.975 | 210.429 | 232.975 | 225.4596 | 232.975 | 225.4596 | 232.975 | 232.975 | 225.4596 | 232.975 | 225.4596 | 232.975 | 438 | 2743.0922 | 0.019083
7018 | Ventilation | Makeup Air Unit | ME-144 | Uniform | 10.0 | [5 empty] | 10.0 | 0.75 | 0.89338 | 0.78375 | 6.2628 |  | 0.05 | All Day | 24.0 | 37.2 | 33.6 | 37.2 | 36 | 37.2 | 36 | 37.2 | 37.2 | 36 | 37.2 | 36 | 37.2 | 232.975 | 210.429 | 232.975 | 225.4596 | 232.975 | 225.4596 | 232.975 | 232.975 | 225.4596 | 232.975 | 225.4596 | 232.975 | 438 | 2743.0922 | 0.019083
7019 | Ventilation | Makeup Air Unit | ME-145 | Uniform | 10.0 | [5 empty] | 10.0 | 0.75 | 0.89338 | 0.78375 | 6.2628 |  | 0.05 | All Day | 24.0 | 37.2 | 33.6 | 37.2 | 36 | 37.2 | 36 | 37.2 | 37.2 | 36 | 37.2 | 36 | 37.2 | 232.975 | 210.429 | 232.975 | 225.4596 | 232.975 | 225.4596 | 232.975 | 232.975 | 225.4596 | 232.975 | 225.4596 | 232.975 | 438 | 2743.0922 | 0.019083
7020 | Ventilation | Supply Fan | ME-146 | Uniform | 10.0 | [5 empty] | 10.0 | 0.75 | 0.89338 | 0.78375 | 6.2628 |  | 0.05 | All Day | 24.0 | 37.2 | 33.6 | 37.2 | 36 | 37.2 | 36 | 37.2 | 37.2 | 36 | 37.2 | 36 | 37.2 | 232.975 | 210.429 | 232.975 | 225.4596 | 232.975 | 225.4596 | 232.975 | 232.975 | 225.4596 | 232.975 | 225.4596 | 232.975 | 438 | 2743.0922 | 0.019083
7021 | Miscellaneous electricity | Dust Collector | DC-1 | Uniform | 10.0 | [5 empty] | 10.0 | 0.75 | 0.89338 | 0.78375 | 6.2628 |  | 0.05 | 24.0 | 24.0 | 37.2 | 33.6 | 37.2 | 36 | 37.2 | 36 | 37.2 | 37.2 | 36 | 37.2 | 36 | 37.2 | 232.975 | 210.429 | 232.975 | 225.4596 | 232.975 | 225.4596 | 232.975 | 232.975 | 225.4596 | 232.975 | 225.4596 | 232.975 | 438 | 2743.0922 | 0.8018
7022 | Ventilation | Exhaus Fan | EF-1 | Uniform | 10.0 | [5 empty] | 10.0 | 0.75 | 0.89338 | 0.78375 | 6.2628 |  | 0.1 | All Day | 24.0 | 74.4 | 67.2 | 74.4 | 72 | 74.4 | 72 | 74.4 | 74.4 | 72 | 74.4 | 72 | 74.4 | 465.9499 | 420.858 | 465.9499 | 450.9193 | 465.9499 | 450.9193 | 465.9499 | 465.9499 | 450.9193 | 465.9499 | 450.9193 | 465.9499 | 876 | 5486.1844 | 1.0876
7023 | Ventilation | Exhaust fan | F-9 (AHU-3) | Uniform | 10.0 | [5 empty] | 10.0 | 0.75 | 0.89338 | 0.78375 | 6.2628 | 0.5 | 1 | AHU-3 - Night | 7.5 | 232.5 | 210 | 232.5 | 225 | 232.5 | 225 | 232.5 | 232.5 | 225 | 232.5 | 225 | 232.5 | 364.0234 | 328.7953 | 364.0234 | 352.2807 | 364.0234 | 352.2807 | 364.0234 | 364.0234 | 352.2807 | 364.0234 | 352.2807 | 364.0234 | 2737.5 | 4286.0816 | 0.52979
7024 | Ventilation | Return Fan (RF-1A) | AHU-1 | Uniform | 10.0 | [5 empty] | 10.0 | 0.75 | 0.89338 | 0.78375 | 6.2628 | 0.63 | 1 | AHU-1 | 15.0 | 465 | 420 | 465 | 450 | 465 | 450 | 465 | 465 | 450 | 465 | 450 | 465 | 1155.847 | 1043.9908 | 1155.847 | 1118.5616 | 1155.847 | 1118.5616 | 1155.847 | 1155.847 | 1118.5616 | 1155.847 | 1118.5616 | 1155.847 | 5475 | 13609.1662 | 0.98125
7025 | Ventilation | Return Fan (RF-1B) | AHU-1 | Uniform | 10.0 | [5 empty] | 10.0 | 0.75 | 0.89338 | 0.78375 | 6.2628 | 0.63 | 1 | AHU-1 | 15.0 | 465 | 420 | 465 | 450 | 465 | 450 | 465 | 465 | 450 | 465 | 450 | 465 | 1155.847 | 1043.9908 | 1155.847 | 1118.5616 | 1155.847 | 1118.5616 | 1155.847 | 1155.847 | 1118.5616 | 1155.847 | 1118.5616 | 1155.847 | 5475 | 13609.1662 | 0.98125
7026 | Ventilation | Exhaust fan | F-11 (EF-11) | Uniform | 10.0 | [5 empty] | 10.0 | 0.75 | 0.89338 | 0.78375 | 6.2628 | 0.9 | 1 | AHU-4 | 15.0 | 465 | 420 | 465 | 450 | 465 | 450 | 465 | 465 | 450 | 465 | 450 | 465 | 2358.8714 | 2130.5935 | 2358.8714 | 2282.7788 | 2358.8714 | 2282.7788 | 2358.8714 | 2358.8714 | 2282.7788 | 2358.8714 | 2282.7788 | 2358.8714 | 5475 | 27773.8086 | 3.433
7027 | Ventilation | Exhaust fan | F-13 (EF-13) | Uniform | 10.0 | [5 empty] | 10.0 | 0.75 | 0.89338 | 0.78375 | 6.2628 | 0.9 | 1 | Kitchen | 15.0 | 465 | 420 | 465 | 450 | 465 | 450 | 465 | 465 | 450 | 465 | 450 | 465 | 2358.8714 | 2130.5935 | 2358.8714 | 2282.7788 | 2358.8714 | 2282.7788 | 2358.8714 | 2358.8714 | 2282.7788 | 2358.8714 | 2282.7788 | 2358.8714 | 5475 | 27773.8086 | 3.433
7028 | Compressor |  | CA-4 | Uniform | 10.0 | [5 empty] | 10.0 | 0.75 | 0.89338 | 0.78375 | 6.2628 |  | 0.15 | 24/7 | 24.0 | 111.6 | 100.8 | 111.6 | 108 | 111.6 | 108 | 111.6 | 111.6 | 108 | 111.6 | 108 | 111.6 | 698.9249 | 631.287 | 698.9249 | 676.3789 | 698.9249 | 676.3789 | 698.9249 | 698.9249 | 676.3789 | 698.9249 | 676.3789 | 698.9249 | 1314 | 8229.2766 | 0.82396
7029 | Ventilation | AHU-8 SF | A8SF | Uniform | 10.0 | [5 empty] | 10.0 | 0.75 | 0.89338 | 0.78375 | 6.2628 | 0.75 | 1 | F8 | 13.0 | 403 | 364 | 403 | 390 | 403 | 390 | 403 | 403 | 390 | 403 | 390 | 403 | 1419.6911 | 1282.3017 | 1419.6911 | 1373.8946 | 1419.6911 | 1373.8946 | 1419.6911 | 1419.6911 | 1373.8946 | 1419.6911 | 1373.8946 | 1419.6911 | 4745 | 16715.7181 | 1.7877
7030 | AC system | Airstatck Module 1 Comp |  | Cooling 1 | 10.0 | [5 empty] | 10.0 | 0.75 | 0.89338 | 0.78375 | 6.2628 |  | 0.4 |  | 11.0 | 0 | 0 | 0 | 0 | 95.48 | 132 | 136.4 | 136.4 | 105.6 | 40.92 | 13.2 | 0 | 0 | 0 | 0 | 0 | 597.969 | 826.6853 | 854.2415 | 854.2415 | 661.3483 | 256.2724 | 82.6685 | 0 | 660 | 4133.4266 | 1.3687
7031 | AC system | Airstatck Module 1 Comp |  | Cooling 1 | 10.0 | [5 empty] | 10.0 | 0.75 | 0.89338 | 0.78375 | 6.2628 |  | 0.4 |  | 11.0 | 0 | 0 | 0 | 0 | 95.48 | 132 | 136.4 | 136.4 | 105.6 | 40.92 | 13.2 | 0 | 0 | 0 | 0 | 0 | 597.969 | 826.6853 | 854.2415 | 854.2415 | 661.3483 | 256.2724 | 82.6685 | 0 | 660 | 4133.4266 | 1.3687
7032 | AC system | Airstatck Module 2 Comp |  | Cooling 1 | 10.0 | [5 empty] | 10.0 | 0.75 | 0.89338 | 0.78375 | 6.2628 |  | 0.4 |  | 11.0 | 0 | 0 | 0 | 0 | 95.48 | 132 | 136.4 | 136.4 | 105.6 | 40.92 | 13.2 | 0 | 0 | 0 | 0 | 0 | 597.969 | 826.6853 | 854.2415 | 854.2415 | 661.3483 | 256.2724 | 82.6685 | 0 | 660 | 4133.4266 | 1.3687
7033 | AC system | Airstatck Module 2 Comp |  | Cooling 1 | 10.0 | [5 empty] | 10.0 | 0.75 | 0.89338 | 0.78375 | 6.2628 |  | 0.4 |  | 11.0 | 0 | 0 | 0 | 0 | 95.48 | 132 | 136.4 | 136.4 | 105.6 | 40.92 | 13.2 | 0 | 0 | 0 | 0 | 0 | 597.969 | 826.6853 | 854.2415 | 854.2415 | 661.3483 | 256.2724 | 82.6685 | 0 | 660 | 4133.4266 | 1.3687
7034 | AC system | Airstatck Module 3 Comp |  | Cooling 1 | 10.0 | [5 empty] | 10.0 | 0.75 | 0.89338 | 0.78375 | 6.2628 |  | 0.4 |  | 11.0 | 0 | 0 | 0 | 0 | 95.48 | 132 | 136.4 | 136.4 | 105.6 | 40.92 | 13.2 | 0 | 0 | 0 | 0 | 0 | 597.969 | 826.6853 | 854.2415 | 854.2415 | 661.3483 | 256.2724 | 82.6685 | 0 | 660 | 4133.4266 | 1.3687
7035 | AC system | Airstatck Module 3 Comp |  | Cooling 1 | 10.0 | [5 empty] | 10.0 | 0.75 | 0.89338 | 0.78375 | 6.2628 |  | 0.4 |  | 11.0 | 0 | 0 | 0 | 0 | 95.48 | 132 | 136.4 | 136.4 | 105.6 | 40.92 | 13.2 | 0 | 0 | 0 | 0 | 0 | 597.969 | 826.6853 | 854.2415 | 854.2415 | 661.3483 | 256.2724 | 82.6685 | 0 | 660 | 4133.4266 | 1.3687
7036 | AC system | Airstatck Module 4 Comp |  | Cooling 1 | 10.0 | [5 empty] | 10.0 | 0.75 | 0.89338 | 0.78375 | 6.2628 |  | 0.4 |  | 11.0 | 0 | 0 | 0 | 0 | 95.48 | 132 | 136.4 | 136.4 | 105.6 | 40.92 | 13.2 | 0 | 0 | 0 | 0 | 0 | 597.969 | 826.6853 | 854.2415 | 854.2415 | 661.3483 | 256.2724 | 82.6685 | 0 | 660 | 4133.4266 | 1.3687
7037 | AC system | Airstatck Module 4 Comp |  | Cooling 1 | 10.0 | [5 empty] | 10.0 | 0.75 | 0.89338 | 0.78375 | 6.2628 |  | 0.4 |  | 11.0 | 0 | 0 | 0 | 0 | 95.48 | 132 | 136.4 | 136.4 | 105.6 | 40.92 | 13.2 | 0 | 0 | 0 | 0 | 0 | 597.969 | 826.6853 | 854.2415 | 854.2415 | 661.3483 | 256.2724 | 82.6685 | 0 | 660 | 4133.4266 | 1.3687
7038 | Ventilation | Air Handling Unit | AH-3 | Uniform | 10.0 | [5 empty] | 10.0 | 0.75 | 0.89338 | 0.78375 | 6.2628 | 0.82 | 1 | AH 2-4, 9-16 | 9.0 | 279 | 252 | 279 | 270 | 279 | 270 | 279 | 279 | 270 | 279 | 270 | 279 | 1174.8927 | 1061.1934 | 1174.8927 | 1136.9929 | 1174.8927 | 1136.9929 | 1174.8927 | 1174.8927 | 1136.9929 | 1174.8927 | 1136.9929 | 1174.8927 | 3285 | 13833.414 | 1.7038
7039 | Ventilation | Air Handling Unit | AH-4 | Uniform | 10.0 | [5 empty] | 10.0 | 0.75 | 0.89338 | 0.78375 | 6.2628 | 0.81 | 1 | AH 2-4, 9-16 | 9.0 | 279 | 252 | 279 | 270 | 279 | 270 | 279 | 279 | 270 | 279 | 270 | 279 | 1146.4115 | 1035.4685 | 1146.4115 | 1109.4305 | 1146.4115 | 1109.4305 | 1146.4115 | 1146.4115 | 1109.4305 | 1146.4115 | 1109.4305 | 1146.4115 | 3285 | 13498.071 | 1.6625
7040 | Ventilation | Air Handling Unit | AH-9 | Uniform | 10.0 | [5 empty] | 10.0 | 0.75 | 0.89338 | 0.78375 | 6.2628 | 0.47 | 1 | AH 2-4, 9-16 | 9.0 | 279 | 252 | 279 | 270 | 279 | 270 | 279 | 279 | 270 | 279 | 270 | 279 | 385.9813 | 348.6282 | 385.9813 | 373.5302 | 385.9813 | 373.5302 | 385.9813 | 385.9813 | 373.5302 | 385.9813 | 373.5302 | 385.9813 | 3285 | 4544.618 | 0.55974
7041 | Ventilation | Air Handling Unit | AH-10 | Uniform | 10.0 | [5 empty] | 10.0 | 0.75 | 0.89338 | 0.78375 | 6.2628 | 1 | 1 | AH 2-4, 9-16 | 9.0 | 279 | 252 | 279 | 270 | 279 | 270 | 279 | 279 | 270 | 279 | 270 | 279 | 1747.3122 | 1578.2174 | 1747.3122 | 1690.9473 | 1747.3122 | 1690.9473 | 1747.3122 | 1747.3122 | 1690.9473 | 1747.3122 | 1690.9473 | 1747.3122 | 3285 | 20573.1915 | 2.5339
7042 | Ventilation | Air Handling Unit | AH-11 | Uniform | 10.0 | [5 empty] | 10.0 | 0.75 | 0.89338 | 0.78375 | 6.2628 | 0.2 | 1 | AH 2-4, 9-16 | 9.0 | 279 | 252 | 279 | 270 | 279 | 270 | 279 | 279 | 270 | 279 | 270 | 279 | 69.8925 | 63.1287 | 69.8925 | 67.6379 | 69.8925 | 67.6379 | 69.8925 | 69.8925 | 67.6379 | 69.8925 | 67.6379 | 69.8925 | 3285 | 822.9277 | 0.10136
7043 | Ventilation | Air Handling Unit | AH-12 | Uniform | 10.0 | [5 empty] | 10.0 | 0.75 | 0.89338 | 0.78375 | 6.2628 | 0.66 | 1 | AH 2-4, 9-16 | 9.0 | 279 | 252 | 279 | 270 | 279 | 270 | 279 | 279 | 270 | 279 | 270 | 279 | 761.1292 | 687.4715 | 761.1292 | 736.5766 | 761.1292 | 736.5766 | 761.1292 | 761.1292 | 736.5766 | 761.1292 | 736.5766 | 761.1292 | 3285 | 8961.6822 | 1.1038
7044 | Ventilation | Air Handling Unit | AH-13 | Uniform | 10.0 | [5 empty] | 10.0 | 0.75 | 0.89338 | 0.78375 | 6.2628 | 0.72 | 1 | AH 2-4, 9-16 | 9.0 | 279 | 252 | 279 | 270 | 279 | 270 | 279 | 279 | 270 | 279 | 270 | 279 | 905.8066 | 818.1479 | 905.8066 | 876.5871 | 905.8066 | 876.5871 | 905.8066 | 905.8066 | 876.5871 | 905.8066 | 876.5871 | 905.8066 | 3285 | 10665.1425 | 1.3136
7045 | Ventilation | Air Handling Unit | AH-14 | Uniform | 10.0 | [5 empty] | 10.0 | 0.75 | 0.89338 | 0.78375 | 6.2628 | 0.82 | 1 | AH 2-4, 9-16 | 9.0 | 279 | 252 | 279 | 270 | 279 | 270 | 279 | 279 | 270 | 279 | 270 | 279 | 1174.8927 | 1061.1934 | 1174.8927 | 1136.9929 | 1174.8927 | 1136.9929 | 1174.8927 | 1174.8927 | 1136.9929 | 1174.8927 | 1136.9929 | 1174.8927 | 3285 | 13833.414 | 1.7038
7046 | Ventilation | Floor AHU | AHU-5 | Uniform | 10.0 | [5 empty] | 10.0 | 0.75 | 0.89338 | 0.78375 | 6.2628 | 0.9516 | 1 | AH5-7, 9-14 | 9.0 | 279 | 252 | 279 | 270 | 279 | 270 | 279 | 279 | 270 | 279 | 270 | 279 | 1582.2655 | 1429.1431 | 1582.2655 | 1531.2247 | 1582.2655 | 1531.2247 | 1582.2655 | 1582.2655 | 1531.2247 | 1582.2655 | 1531.2247 | 1582.2655 | 3285 | 18629.9005 | 2.2287
7047 | Ventilation | Floor AHU | AHU-6 | Uniform | 10.0 | [5 empty] | 10.0 | 0.75 | 0.89338 | 0.78375 | 6.2628 | 0.7196 | 1 | AH5-7, 9-14 | 9.0 | 279 | 252 | 279 | 270 | 279 | 270 | 279 | 279 | 270 | 279 | 270 | 279 | 904.8005 | 817.2391 | 904.8005 | 875.6133 | 904.8005 | 875.6133 | 904.8005 | 904.8005 | 875.6133 | 904.8005 | 875.6133 | 904.8005 | 3285 | 10653.2956 | 1.2745
7048 | Ventilation | Floor AHU | AHU-7 | Uniform | 10.0 | [5 empty] | 10.0 | 0.75 | 0.89338 | 0.78375 | 6.2628 | 0.8042 | 1 | AH5-7, 9-14 | 9.0 | 279 | 252 | 279 | 270 | 279 | 270 | 279 | 279 | 270 | 279 | 270 | 279 | 1130.0525 | 1020.6926 | 1130.0525 | 1093.5992 | 1130.0525 | 1093.5992 | 1130.0525 | 1130.0525 | 1093.5992 | 1130.0525 | 1093.5992 | 1130.0525 | 3285 | 13305.4573 | 1.5917
7049 | Ventilation | Floor AHU | AHU-9 | Uniform | 10.0 | [5 empty] | 10.0 | 0.75 | 0.89338 | 0.78375 | 6.2628 | 0.679 | 1 | AH5-7, 9-14 | 9.0 | 279 | 252 | 279 | 270 | 279 | 270 | 279 | 279 | 270 | 279 | 270 | 279 | 805.5825 | 727.6229 | 805.5825 | 779.596 | 805.5825 | 779.596 | 805.5825 | 805.5825 | 779.596 | 805.5825 | 779.596 | 805.5825 | 3285 | 9485.0848 | 1.1347
7050 | Ventilation | Floor AHU | AHU-10 | Uniform | 10.0 | [5 empty] | 10.0 | 0.75 | 0.89338 | 0.78375 | 6.2628 | 0.9675 | 1 | AH5-7, 9-14 | 9.0 | 279 | 252 | 279 | 270 | 279 | 270 | 279 | 279 | 270 | 279 | 270 | 279 | 1635.5825 | 1477.3003 | 1635.5825 | 1582.8217 | 1635.5825 | 1582.8217 | 1635.5825 | 1635.5825 | 1582.8217 | 1635.5825 | 1582.8217 | 1635.5825 | 3285 | 19257.6645 | 2.3038
7051 | Ventilation | Floor AHU | AHU-11 | Uniform | 10.0 | [5 empty] | 10.0 | 0.75 | 0.89338 | 0.78375 | 6.2628 | 0.9034 | 1 | AH5-7, 9-14 | 9.0 | 279 | 252 | 279 | 270 | 279 | 270 | 279 | 279 | 270 | 279 | 270 | 279 | 1426.0366 | 1288.0331 | 1426.0366 | 1380.0354 | 1426.0366 | 1380.0354 | 1426.0366 | 1426.0366 | 1380.0354 | 1426.0366 | 1380.0354 | 1426.0366 | 3285 | 16790.4309 | 2.0087
7052 | Ventilation | Floor AHU | AHU-12 | Uniform | 10.0 | [5 empty] | 10.0 | 0.75 | 0.89338 | 0.78375 | 6.2628 | 0.7479 | 1 | AH5-7, 9-14 | 9.0 | 279 | 252 | 279 | 270 | 279 | 270 | 279 | 279 | 270 | 279 | 270 | 279 | 977.3668 | 882.7829 | 977.3668 | 945.8388 | 977.3668 | 945.8388 | 977.3668 | 977.3668 | 945.8388 | 977.3668 | 945.8388 | 977.3668 | 3285 | 11507.7054 | 1.3767
7053 | Ventilation | Floor AHU | AHU-14 | Uniform | 10.0 | [5 empty] | 10.0 | 0.75 | 0.89338 | 0.78375 | 6.2628 | 0.885 | 1 | AH5-7, 9-14 | 9.0 | 279 | 252 | 279 | 270 | 279 | 270 | 279 | 279 | 270 | 279 | 270 | 279 | 1368.5386 | 1236.0993 | 1368.5386 | 1324.3922 | 1368.5386 | 1324.3922 | 1368.5386 | 1368.5386 | 1324.3922 | 1368.5386 | 1324.3922 | 1368.5386 | 3285 | 16113.438 | 1.9277
7054 | Ventilation | Air Handling Unit | AH-3 | Uniform | 10.0 | [5 empty] | 10.0 | 0.75 | 0.89338 | 0.78375 | 6.2628 | 0.82 | 1 | AH 2-4, 9-16 | 9.0 | 279 | 252 | 279 | 270 | 279 | 270 | 279 | 279 | 270 | 279 | 270 | 279 | 1174.8927 | 1061.1934 | 1174.8927 | 1136.9929 | 1174.8927 | 1136.9929 | 1174.8927 | 1174.8927 | 1136.9929 | 1174.8927 | 1136.9929 | 1174.8927 | 3285 | 13833.414 | 1.7038
7055 | Ventilation | Air Handling Unit | AH-4 | Uniform | 10.0 | [5 empty] | 10.0 | 0.75 | 0.89338 | 0.78375 | 6.2628 | 0.81 | 1 | AH 2-4, 9-16 | 9.0 | 279 | 252 | 279 | 270 | 279 | 270 | 279 | 279 | 270 | 279 | 270 | 279 | 1146.4115 | 1035.4685 | 1146.4115 | 1109.4305 | 1146.4115 | 1109.4305 | 1146.4115 | 1146.4115 | 1109.4305 | 1146.4115 | 1109.4305 | 1146.4115 | 3285 | 13498.071 | 1.6625
7056 | Ventilation | Air Handling Unit | AH-9 | Uniform | 10.0 | [5 empty] | 10.0 | 0.75 | 0.89338 | 0.78375 | 6.2628 | 0.47 | 1 | AH 2-4, 9-16 | 9.0 | 279 | 252 | 279 | 270 | 279 | 270 | 279 | 279 | 270 | 279 | 270 | 279 | 385.9813 | 348.6282 | 385.9813 | 373.5302 | 385.9813 | 373.5302 | 385.9813 | 385.9813 | 373.5302 | 385.9813 | 373.5302 | 385.9813 | 3285 | 4544.618 | 0.55974
7057 | Ventilation | Air Handling Unit | AH-10 | Uniform | 10.0 | [5 empty] | 10.0 | 0.75 | 0.89338 | 0.78375 | 6.2628 | 1 | 1 | AH 2-4, 9-16 | 9.0 | 279 | 252 | 279 | 270 | 279 | 270 | 279 | 279 | 270 | 279 | 270 | 279 | 1747.3122 | 1578.2174 | 1747.3122 | 1690.9473 | 1747.3122 | 1690.9473 | 1747.3122 | 1747.3122 | 1690.9473 | 1747.3122 | 1690.9473 | 1747.3122 | 3285 | 20573.1915 | 2.5339
7058 | Ventilation | Air Handling Unit | AH-11 | Uniform | 10.0 | [5 empty] | 10.0 | 0.75 | 0.89338 | 0.78375 | 6.2628 | 0.2 | 1 | AH 2-4, 9-16 | 9.0 | 279 | 252 | 279 | 270 | 279 | 270 | 279 | 279 | 270 | 279 | 270 | 279 | 69.8925 | 63.1287 | 69.8925 | 67.6379 | 69.8925 | 67.6379 | 69.8925 | 69.8925 | 67.6379 | 69.8925 | 67.6379 | 69.8925 | 3285 | 822.9277 | 0.10136
7059 | Ventilation | Air Handling Unit | AH-12 | Uniform | 10.0 | [5 empty] | 10.0 | 0.75 | 0.89338 | 0.78375 | 6.2628 | 0.66 | 1 | AH 2-4, 9-16 | 9.0 | 279 | 252 | 279 | 270 | 279 | 270 | 279 | 279 | 270 | 279 | 270 | 279 | 761.1292 | 687.4715 | 761.1292 | 736.5766 | 761.1292 | 736.5766 | 761.1292 | 761.1292 | 736.5766 | 761.1292 | 736.5766 | 761.1292 | 3285 | 8961.6822 | 1.1038
7060 | Ventilation | Air Handling Unit | AH-13 | Uniform | 10.0 | [5 empty] | 10.0 | 0.75 | 0.89338 | 0.78375 | 6.2628 | 0.72 | 1 | AH 2-4, 9-16 | 9.0 | 279 | 252 | 279 | 270 | 279 | 270 | 279 | 279 | 270 | 279 | 270 | 279 | 905.8066 | 818.1479 | 905.8066 | 876.5871 | 905.8066 | 876.5871 | 905.8066 | 905.8066 | 876.5871 | 905.8066 | 876.5871 | 905.8066 | 3285 | 10665.1425 | 1.3136
7061 | Ventilation | Air Handling Unit | AH-14 | Uniform | 10.0 | [5 empty] | 10.0 | 0.75 | 0.89338 | 0.78375 | 6.2628 | 0.82 | 1 | AH 2-4, 9-16 | 9.0 | 279 | 252 | 279 | 270 | 279 | 270 | 279 | 279 | 270 | 279 | 270 | 279 | 1174.8927 | 1061.1934 | 1174.8927 | 1136.9929 | 1174.8927 | 1136.9929 | 1174.8927 | 1174.8927 | 1136.9929 | 1174.8927 | 1136.9929 | 1174.8927 | 3285 | 13833.414 | 1.7038
7062 | Ventilation | Exhaust fan | F-11 (EF-11) | Uniform | 10.0 | [5 empty] | 10.0 | 0.75 | 0.89338 | 0.78375 | 6.2628 | 0.5 | 1 | AHU-4 - Night | 9.0 | 279 | 252 | 279 | 270 | 279 | 270 | 279 | 279 | 270 | 279 | 270 | 279 | 436.828 | 394.5544 | 436.828 | 422.7368 | 436.828 | 422.7368 | 436.828 | 436.828 | 422.7368 | 436.828 | 422.7368 | 436.828 | 3285 | 5143.2979 | 0.63575
7063 | Ventilation | Floor AHU | AHU-5 | Uniform | 10.0 | [5 empty] | 10.0 | 0.75 | 0.89338 | 0.78375 | 6.2628 | 0.9516 | 1 | AH5-7, 9-14 | 9.0 | 279 | 252 | 279 | 270 | 279 | 270 | 279 | 279 | 270 | 279 | 270 | 279 | 1582.2655 | 1429.1431 | 1582.2655 | 1531.2247 | 1582.2655 | 1531.2247 | 1582.2655 | 1582.2655 | 1531.2247 | 1582.2655 | 1531.2247 | 1582.2655 | 3285 | 18629.9005 | 2.2287
7064 | Ventilation | Floor AHU | AHU-6 | Uniform | 10.0 | [5 empty] | 10.0 | 0.75 | 0.89338 | 0.78375 | 6.2628 | 0.7196 | 1 | AH5-7, 9-14 | 9.0 | 279 | 252 | 279 | 270 | 279 | 270 | 279 | 279 | 270 | 279 | 270 | 279 | 904.8005 | 817.2391 | 904.8005 | 875.6133 | 904.8005 | 875.6133 | 904.8005 | 904.8005 | 875.6133 | 904.8005 | 875.6133 | 904.8005 | 3285 | 10653.2956 | 1.2745
7065 | Ventilation | Floor AHU | AHU-7 | Uniform | 10.0 | [5 empty] | 10.0 | 0.75 | 0.89338 | 0.78375 | 6.2628 | 0.8042 | 1 | AH5-7, 9-14 | 9.0 | 279 | 252 | 279 | 270 | 279 | 270 | 279 | 279 | 270 | 279 | 270 | 279 | 1130.0525 | 1020.6926 | 1130.0525 | 1093.5992 | 1130.0525 | 1093.5992 | 1130.0525 | 1130.0525 | 1093.5992 | 1130.0525 | 1093.5992 | 1130.0525 | 3285 | 13305.4573 | 1.5917
7066 | Ventilation | Floor AHU | AHU-9 | Uniform | 10.0 | [5 empty] | 10.0 | 0.75 | 0.89338 | 0.78375 | 6.2628 | 0.679 | 1 | AH5-7, 9-14 | 9.0 | 279 | 252 | 279 | 270 | 279 | 270 | 279 | 279 | 270 | 279 | 270 | 279 | 805.5825 | 727.6229 | 805.5825 | 779.596 | 805.5825 | 779.596 | 805.5825 | 805.5825 | 779.596 | 805.5825 | 779.596 | 805.5825 | 3285 | 9485.0848 | 1.1347
7067 | Ventilation | Floor AHU | AHU-10 | Uniform | 10.0 | [5 empty] | 10.0 | 0.75 | 0.89338 | 0.78375 | 6.2628 | 0.9675 | 1 | AH5-7, 9-14 | 9.0 | 279 | 252 | 279 | 270 | 279 | 270 | 279 | 279 | 270 | 279 | 270 | 279 | 1635.5825 | 1477.3003 | 1635.5825 | 1582.8217 | 1635.5825 | 1582.8217 | 1635.5825 | 1635.5825 | 1582.8217 | 1635.5825 | 1582.8217 | 1635.5825 | 3285 | 19257.6645 | 2.3038
7068 | Ventilation | Floor AHU | AHU-11 | Uniform | 10.0 | [5 empty] | 10.0 | 0.75 | 0.89338 | 0.78375 | 6.2628 | 0.9034 | 1 | AH5-7, 9-14 | 9.0 | 279 | 252 | 279 | 270 | 279 | 270 | 279 | 279 | 270 | 279 | 270 | 279 | 1426.0366 | 1288.0331 | 1426.0366 | 1380.0354 | 1426.0366 | 1380.0354 | 1426.0366 | 1426.0366 | 1380.0354 | 1426.0366 | 1380.0354 | 1426.0366 | 3285 | 16790.4309 | 2.0087
7069 | Ventilation | Floor AHU | AHU-12 | Uniform | 10.0 | [5 empty] | 10.0 | 0.75 | 0.89338 | 0.78375 | 6.2628 | 0.7479 | 1 | AH5-7, 9-14 | 9.0 | 279 | 252 | 279 | 270 | 279 | 270 | 279 | 279 | 270 | 279 | 270 | 279 | 977.3668 | 882.7829 | 977.3668 | 945.8388 | 977.3668 | 945.8388 | 977.3668 | 977.3668 | 945.8388 | 977.3668 | 945.8388 | 977.3668 | 3285 | 11507.7054 | 1.3767
7070 | Ventilation | Floor AHU | AHU-14 | Uniform | 10.0 | [5 empty] | 10.0 | 0.75 | 0.89338 | 0.78375 | 6.2628 | 0.885 | 1 | AH5-7, 9-14 | 9.0 | 279 | 252 | 279 | 270 | 279 | 270 | 279 | 279 | 270 | 279 | 270 | 279 | 1368.5386 | 1236.0993 | 1368.5386 | 1324.3922 | 1368.5386 | 1324.3922 | 1368.5386 | 1368.5386 | 1324.3922 | 1368.5386 | 1324.3922 | 1368.5386 | 3285 | 16113.438 | 1.9277
7071 | Pump | Pump |  | Cooling 1 | 10.0 | [5 empty] | 10.0 | 0.75 | 0.89338 | 0.78375 | 6.2628 |  | 0.3 | Occupied | 8.571428571428570 | 0 | 0 | 0 | 0 | 39.8571 | 77.1429 | 79.7143 | 79.7143 | 38.5714 | 0 | 0 | 0 | 0 | 0 | 0 | 0 | 249.616 | 483.1278 | 499.232 | 499.232 | 241.5639 | 0 | 0 | 0 | 315 | 1972.7718 | 0.32512
7072 | Pump | Pump |  | Cooling 1 | 10.0 | [5 empty] | 10.0 | 0.75 | 0.89338 | 0.78375 | 6.2628 |  | 0.3 | Occupied | 8.571428571428570 | 0 | 0 | 0 | 0 | 39.8571 | 77.1429 | 79.7143 | 79.7143 | 38.5714 | 0 | 0 | 0 | 0 | 0 | 0 | 0 | 249.616 | 483.1278 | 499.232 | 499.232 | 241.5639 | 0 | 0 | 0 | 315 | 1972.7718 | 0.32512
7073 | Pump | Pump |  | Cooling 1 | 10.0 | [5 empty] | 10.0 | 0.75 | 0.89338 | 0.78375 | 6.2628 |  | 0.3 | Occupied | 8.571428571428570 | 0 | 0 | 0 | 0 | 39.8571 | 77.1429 | 79.7143 | 79.7143 | 38.5714 | 0 | 0 | 0 | 0 | 0 | 0 | 0 | 249.616 | 483.1278 | 499.232 | 499.232 | 241.5639 | 0 | 0 | 0 | 315 | 1972.7718 | 0.32512
7074 | AC system | Cooling Tower |  | Cooling 1 | 10.0 | [5 empty] | 10.0 | 0.75 | 0.89338 | 0.78375 | 6.2628 |  | 0.3 | Occupied | 8.571428571428570 | 0 | 0 | 0 | 0 | 39.8571 | 77.1429 | 79.7143 | 79.7143 | 38.5714 | 0 | 0 | 0 | 0 | 0 | 0 | 0 | 249.616 | 483.1278 | 499.232 | 499.232 | 241.5639 | 0 | 0 | 0 | 315 | 1972.7718 | 0.32512
7075 | Pump | Pump |  | Cooling 1 | 10.0 | [5 empty] | 10.0 | 0.75 | 0.89338 | 0.78375 | 6.2628 |  | 0.3 | Occupied | 8.571428571428570 | 0 | 0 | 0 | 0 | 39.8571 | 77.1429 | 79.7143 | 79.7143 | 38.5714 | 0 | 0 | 0 | 0 | 0 | 0 | 0 | 249.616 | 483.1278 | 499.232 | 499.232 | 241.5639 | 0 | 0 | 0 | 315 | 1972.7718 | 0.52742
7076 | Pump | Pump |  | Cooling 1 | 10.0 | [5 empty] | 10.0 | 0.75 | 0.89338 | 0.78375 | 6.2628 |  | 0.3 | Occupied | 8.571428571428570 | 0 | 0 | 0 | 0 | 39.8571 | 77.1429 | 79.7143 | 79.7143 | 38.5714 | 0 | 0 | 0 | 0 | 0 | 0 | 0 | 249.616 | 483.1278 | 499.232 | 499.232 | 241.5639 | 0 | 0 | 0 | 315 | 1972.7718 | 0.52742
7077 | Pump | Pump |  | Cooling 1 | 10.0 | [5 empty] | 10.0 | 0.75 | 0.89338 | 0.78375 | 6.2628 |  | 0.3 | Occupied | 8.571428571428570 | 0 | 0 | 0 | 0 | 39.8571 | 77.1429 | 79.7143 | 79.7143 | 38.5714 | 0 | 0 | 0 | 0 | 0 | 0 | 0 | 249.616 | 483.1278 | 499.232 | 499.232 | 241.5639 | 0 | 0 | 0 | 315 | 1972.7718 | 0.52742
7078 | AC system | Cooling Tower |  | Cooling 1 | 10.0 | [5 empty] | 10.0 | 0.75 | 0.89338 | 0.78375 | 6.2628 |  | 0.3 | Occupied | 8.571428571428570 | 0 | 0 | 0 | 0 | 39.8571 | 77.1429 | 79.7143 | 79.7143 | 38.5714 | 0 | 0 | 0 | 0 | 0 | 0 | 0 | 249.616 | 483.1278 | 499.232 | 499.232 | 241.5639 | 0 | 0 | 0 | 315 | 1972.7718 | 0.52742
7079 | Pump | Water Pressure Pump | - | Uniform | 10.0 | [5 empty] | 10.0 | 0.75 | 0.89338 | 0.78375 | 6.2628 |  | 0.5 |  | 8.0 | 124 | 112 | 124 | 120 | 124 | 120 | 124 | 124 | 120 | 124 | 120 | 124 | 776.5832 | 701.43 | 776.5832 | 751.5321 | 776.5832 | 751.5321 | 776.5832 | 776.5832 | 751.5321 | 776.5832 | 751.5321 | 776.5832 | 1460 | 9143.6407 | 1.3839
7080 | Ventilation | Supply Fan (SF-5A) | AHU-5 | Uniform | 10.0 | [5 empty] | 10.0 | 0.75 | 0.89338 | 0.78375 | 6.2628 | 1 | 1 | Occupied | 16.0 | 496 | 448 | 496 | 480 | 496 | 480 | 496 | 496 | 480 | 496 | 480 | 496 | 3106.3327 | 2805.7199 | 3106.3327 | 3006.1284 | 3106.3327 | 3006.1284 | 3106.3327 | 3106.3327 | 3006.1284 | 3106.3327 | 3006.1284 | 3106.3327 | 5840 | 36574.5628 | 2.6371
7081 | Ventilation | Supply Fan (SF-5B) | AHU-5 | Uniform | 10.0 | [5 empty] | 10.0 | 0.75 | 0.89338 | 0.78375 | 6.2628 | 1 | 1 | Occupied | 16.0 | 496 | 448 | 496 | 480 | 496 | 480 | 496 | 496 | 480 | 496 | 480 | 496 | 3106.3327 | 2805.7199 | 3106.3327 | 3006.1284 | 3106.3327 | 3006.1284 | 3106.3327 | 3106.3327 | 3006.1284 | 3106.3327 | 3006.1284 | 3106.3327 | 5840 | 36574.5628 | 2.6371
7082 | Ventilation | Supply Fan | MUA | Uniform | 10.0 | [5 empty] | 10.0 | 0.75 | 0.89338 | 0.78375 | 6.2628 |  | 1 | AHU2 AHU3 MUA | 17.5 | 542.5 | 441 | 542.5 | 525 | 488.25 | 210 | 108.5 | 54.25 | 315 | 542.5 | 525 | 542.5 | 3397.5514 | 2761.8805 | 3397.5514 | 3287.953 | 3057.7963 | 1315.1812 | 679.5103 | 339.7551 | 1972.7718 | 3397.5514 | 3287.953 | 3397.5514 | 4837 | 30293.0069 | 13.1586
7083 | Ventilation | Supply Fan | AHU-15 | Uniform | 10.0 | [5 empty] | 10.0 | 0.75 | 0.89338 | 0.78375 | 6.2628 | 0.9 | 1 | AHU-15 | 7.75 | 240.25 | 217 | 240.25 | 232.5 | 240.25 | 232.5 | 240.25 | 240.25 | 232.5 | 240.25 | 232.5 | 240.25 | 938.9282 | 817.6669 | 873.1857 | 945.3469 | 1005.2982 | 1075.523 | 1283.9504 | 1152.6202 | 1093.3834 | 977.8366 | 821.3083 | 941.9202 | 2828.75 | 11926.968 | 1.8052
7084 | Ventilation | Return Fan | AH-12 OR L5-F-08 | Uniform | 10.0 | [5 empty] | 10.0 | 0.75 | 0.89338 | 0.78375 | 6.2628 | 0.91667 | 1 | HA-AH-12 | 15.0 | 465 | 420 | 465 | 450 | 465 | 450 | 465 | 465 | 450 | 465 | 450 | 418.5 | 2447.046 | 2210.2351 | 2447.046 | 2368.109 | 2447.046 | 2368.109 | 2447.046 | 2447.046 | 2368.109 | 2447.046 | 2368.109 | 2202.3414 | 5428.5 | 28567.2882 | 1.3696
7085 | Ventilation | Exhaust fan | F-9 (AHU-3) | Uniform | 10.0 | [5 empty] | 10.0 | 0.75 | 0.89338 | 0.78375 | 6.2628 | 0.9 | 1 | AHU-3 | 16.5 | 511.5 | 462 | 511.5 | 495 | 511.5 | 495 | 511.5 | 511.5 | 495 | 511.5 | 495 | 511.5 | 2594.7586 | 2343.6529 | 2594.7586 | 2511.0567 | 2594.7586 | 2511.0567 | 2594.7586 | 2594.7586 | 2511.0567 | 2594.7586 | 2511.0567 | 2594.7586 | 6022.5 | 30551.1895 | 3.7763
7086 | Ventilation | Return Fan | AH05-RF | Uniform | 10.0 | [5 empty] | 10.0 | 0.75 | 0.89338 | 0.78375 | 6.2628 | 0.5 | 1 | AHU 5&6 | 16.5 | 511.5 | 462 | 511.5 | 495 | 511.5 | 495 | 511.5 | 511.5 | 495 | 511.5 | 495 | 511.5 | 800.8514 | 723.3497 | 800.8514 | 775.0175 | 800.8514 | 775.0175 | 800.8514 | 800.8514 | 775.0175 | 800.8514 | 775.0175 | 800.8514 | 6022.5 | 9429.3795 | 0.53762
7087 | Ventilation | Return Fan | AH06-RF | Uniform | 10.0 | [5 empty] | 10.0 | 0.75 | 0.89338 | 0.78375 | 6.2628 | 0.5 | 1 | AHU 5&6 | 16.5 | 511.5 | 462 | 511.5 | 495 | 511.5 | 495 | 511.5 | 511.5 | 495 | 511.5 | 495 | 511.5 | 800.8514 | 723.3497 | 800.8514 | 775.0175 | 800.8514 | 775.0175 | 800.8514 | 800.8514 | 775.0175 | 800.8514 | 775.0175 | 800.8514 | 6022.5 | 9429.3795 | 0.53762
7088 | Pump | Pump | CP-18 | Uniform | 10.0 | [5 empty] | 10.0 | 0.75 | 0.89338 | 0.78375 | 6.2628 | 0.7 | 0.5 | DCW Booster Pumps | 16.75 | 259.625 | 234.5 | 259.625 | 251.25 | 259.625 | 251.25 | 259.625 | 259.625 | 251.25 | 259.625 | 251.25 | 259.625 | 796.7258 | 719.6233 | 796.7258 | 771.025 | 796.7258 | 771.025 | 796.7258 | 796.7258 | 771.025 | 796.7258 | 771.025 | 796.7258 | 3056.875 | 9380.8039 | 0.30735
7089 | Pump | Pump | CP-17 | Uniform | 10.0 | [5 empty] | 10.0 | 0.75 | 0.89338 | 0.78375 | 6.2628 | 0.7 | 1 | DCW Booster Pumps | 16.75 | 519.25 | 469 | 519.25 | 502.5 | 519.25 | 502.5 | 519.25 | 519.25 | 502.5 | 519.25 | 502.5 | 519.25 | 1593.4516 | 1439.2466 | 1593.4516 | 1542.05 | 1593.4516 | 1542.05 | 1593.4516 | 1593.4516 | 1542.05 | 1593.4516 | 1542.05 | 1593.4516 | 6113.75 | 18761.6077 | 0.6147
7090 | Ventilation | Supply Fan | AHU-11 | Uniform | 10.0 | [5 empty] | 10.0 | 0.75 | 0.89338 | 0.78375 | 6.2628 | 0.9 | 1 | AHU-11 | 7.797619047619050 | 241.7262 | 218.3333 | 241.7262 | 233.9286 | 241.7262 | 233.9286 | 241.7262 | 241.7262 | 233.9286 | 241.7262 | 233.9286 | 241.7262 | 1015.0834 | 881.7977 | 937.3165 | 1018.6775 | 1080.5217 | 1148.2784 | 1376.8682 | 1236.0083 | 1169.113 | 1055.1524 | 885.439 | 1014.0673 | 2846.131 | 12818.3234 | 1.9401
7091 | Ventilation | Supply Fan | AHU-14 | Uniform | 10.0 | [5 empty] | 10.0 | 0.75 | 0.89338 | 0.78375 | 6.2628 | 0.9 | 1 | AHU-14 | 8.047619047619050 | 249.4762 | 225.3333 | 249.4762 | 241.4286 | 249.4762 | 241.4286 | 249.4762 | 249.4762 | 241.4286 | 249.4762 | 241.4286 | 249.4762 | 1015.0834 | 881.7977 | 937.3165 | 1018.6775 | 1080.5217 | 1148.2784 | 1376.8682 | 1236.0083 | 1169.113 | 1055.1524 | 885.439 | 1014.0673 | 2937.381 | 12818.3234 | 1.9401
7092 | Ventilation | AHU-203 EF 203A | EAX-203A | Uniform | 10.0 | [5 empty] | 10.0 | 0.75 | 0.89338 | 0.78375 | 6.2628 |  | 1 | AHU-202/3/4 | 21.72244897959180 | 673.3959 | 608.2286 | 673.3959 | 651.6735 | 673.3959 | 651.6735 | 673.3959 | 673.3959 | 651.6735 | 673.3959 | 651.6735 | 673.3959 | 4217.3221 | 3809.1942 | 4217.3221 | 4081.2795 | 4217.3221 | 4081.2795 | 4217.3221 | 4217.3221 | 4081.2795 | 4217.3221 | 4081.2795 | 4217.3221 | 7928.6939 | 49655.5671 | 0.99374
7093 | AC system | Chiller | C-1 | Cooling 1 | 10.0 | [5 empty] | 10.0 | 0.75 | 0.89338 | 0.78375 | 6.2628 |  | 0.2 | All Day | 24.0 | 0 | 0 | 0 | 28.8 | 59.52 | 57.6 | 133.92 | 148.8 | 144 | 74.4 | 28.8 | 0 | 0 | 0 | 0 | 180.3677 | 372.7599 | 360.7354 | 838.7098 | 931.8998 | 901.8385 | 465.9499 | 180.3677 | 0 | 675.84 | 4232.6289 | 0.32811
7094 | Pump | Pump | P-13 | Uniform | 10.0 | [5 empty] | 10.0 | 0.75 | 0.89338 | 0.78375 | 6.2628 |  | 0.05 | Occupied | 18.357142857142900 | 28.4536 | 25.7 | 28.4536 | 27.5357 | 28.4536 | 27.5357 | 28.4536 | 28.4536 | 27.5357 | 28.4536 | 27.5357 | 28.4536 | 178.1981 | 160.9531 | 178.1981 | 172.4498 | 178.1981 | 172.4498 | 178.1981 | 178.1981 | 172.4498 | 178.1981 | 172.4498 | 178.1981 | 335.0179 | 2098.139 | 0.18641
7095 | Pump | Pump | P-14 | Uniform | 10.0 | [5 empty] | 10.0 | 0.75 | 0.89338 | 0.78375 | 6.2628 |  | 0.05 | Occupied | 18.357142857142900 | 28.4536 | 25.7 | 28.4536 | 27.5357 | 28.4536 | 27.5357 | 28.4536 | 28.4536 | 27.5357 | 28.4536 | 27.5357 | 28.4536 | 178.1981 | 160.9531 | 178.1981 | 172.4498 | 178.1981 | 172.4498 | 178.1981 | 178.1981 | 172.4498 | 178.1981 | 172.4498 | 178.1981 | 335.0179 | 2098.139 | 0.18641
7096 | Ventilation | Supply Fan | AHU-12 | Uniform | 10.0 | [5 empty] | 10.0 | 0.75 | 0.89338 | 0.78375 | 6.2628 | 0.9 | 1 | AHU-12 | 8.042857142857140 | 249.3286 | 225.2 | 249.3286 | 241.2857 | 249.3286 | 241.2857 | 249.3286 | 249.3286 | 241.2857 | 249.3286 | 241.2857 | 249.3286 | 1015.0834 | 881.7977 | 937.3165 | 1018.6775 | 1080.5217 | 1148.2784 | 1376.8682 | 1236.0083 | 1169.113 | 1055.1524 | 885.439 | 1014.0673 | 2935.6429 | 12818.3234 | 1.9401
7097 | Ventilation | Return Fan | AHU-1 | Uniform | 10.0 | [5 empty] | 10.0 | 0.75 | 0.89338 | 0.78375 | 6.2628 | 0.9 | 1 | AHU-1 | 17.057142857142900 | 528.7714 | 477.6 | 528.7714 | 511.7143 | 528.7714 | 460.5429 | 475.8943 | 528.7714 | 511.7143 | 528.7714 | 511.7143 | 528.7714 | 2682.3738 | 2422.7892 | 2682.3738 | 2595.8456 | 2682.3738 | 2336.261 | 2414.1364 | 2682.3738 | 2595.8456 | 2682.3738 | 2595.8456 | 2682.3738 | 6121.8086 | 31054.9661 | 3.4818
7098 | Pump | EOS HEAT RECOVERY | S-P4 | Heating 1 | 10.0 | [5 empty] | 10.0 | 0.75 | 0.89338 | 0.78375 | 6.2628 | 0.45 | 1 | All Day | 24.0 | 744 | 672 | 669.6 | 360 | 297.6 | 72 | 0 | 0 | 72 | 297.6 | 288 | 520.8 | 943.5486 | 852.2374 | 849.1937 | 456.5558 | 377.4194 | 91.3112 | 0 | 0 | 91.3112 | 377.4194 | 365.2446 | 660.484 | 3993.6 | 5064.7252 | 0.84237
7099 | Ice Plant | Brine Pump |  | Ice Plant | 10.0 | [5 empty] | 10.0 | 0.75 | 0.89338 | 0.78375 | 6.2628 |  | 0.5 | All Day | 24.0 | 297.6 | 319.2 | 372 | 216 | 0 | 0 | 0 | 0 | 108 | 372 | 360 | 334.8 | 1863.7996 | 1999.0754 | 2329.7495 | 1352.7578 | 0 | 0 | 0 | 0 | 676.3789 | 2329.7495 | 2254.5963 | 2096.7746 | 2379.6 | 14902.8818 | 8.6052
7100 | Pump | CW Pump | PCH-1 | Cooling 1 | 10.0 | [5 empty] | 10.0 | 0.75 | 0.89338 | 0.78375 | 6.2628 |  | 0.3 | Occupied | 8.571428571428570 | 0 | 0 | 0 | 0 | 0 | 0 | 79.7143 | 79.7143 | 77.1429 | 0 | 0 | 0 | 0 | 0 | 0 | 0 | 0 | 0 | 499.232 | 499.232 | 483.1278 | 0 | 0 | 0 | 236.5714 | 1481.5919 | 0.42951
7101 | Pump | CW Pump | PCH-2 | Cooling 1 | 10.0 | [5 empty] | 10.0 | 0.75 | 0.89338 | 0.78375 | 6.2628 |  | 0.3 | Occupied | 8.571428571428570 | 0 | 0 | 0 | 0 | 0 | 0 | 79.7143 | 79.7143 | 77.1429 | 0 | 0 | 0 | 0 | 0 | 0 | 0 | 0 | 0 | 499.232 | 499.232 | 483.1278 | 0 | 0 | 0 | 236.5714 | 1481.5919 | 0.42951
7102 | Pump | Pump | P1 | Heating 1 | 10.0 | [5 empty] | 10.0 | 0.75 | 0.89338 | 0.78375 | 6.2628 |  | 1 | Heating | 9.242857142857140 | 286.5286 | 194.1 | 175.4311 | 166.3714 | 85.9586 | 55.4571 | 28.6529 | 28.6529 | 27.7286 | 101.3661 | 135.7261 | 286.5286 | 1794.4619 | 1215.6032 | 1098.6843 | 1041.9456 | 538.3386 | 347.3152 | 179.4462 | 179.4462 | 173.6576 | 634.8326 | 850.0207 | 1794.4619 | 1572.5019 | 9848.2138 | 1.1781
7103 | Pump | Pump | P1 | Heating 1 | 10.0 | [5 empty] | 10.0 | 0.75 | 0.89338 | 0.78375 | 6.2628 |  | 1 | Heating | 9.242857142857140 | 286.5286 | 194.1 | 175.4311 | 166.3714 | 85.9586 | 55.4571 | 28.6529 | 28.6529 | 27.7286 | 101.3661 | 135.7261 | 286.5286 | 1794.4619 | 1215.6032 | 1098.6843 | 1041.9456 | 538.3386 | 347.3152 | 179.4462 | 179.4462 | 173.6576 | 634.8326 | 850.0207 | 1794.4619 | 1572.5019 | 9848.2138 | 1.1781
7104 | Ventilation | AHU-205 EF 205 | EAX-205 | Uniform | 10.0 | [5 empty] | 10.0 | 0.75 | 0.89338 | 0.78375 | 6.2628 |  | 1 | AHU-205 | 21.48979591836740 | 666.1837 | 601.7143 | 666.1837 | 644.6939 | 666.1837 | 644.6939 | 666.1837 | 666.1837 | 644.6939 | 666.1837 | 644.6939 | 666.1837 | 4172.1535 | 3768.3967 | 4172.1535 | 4037.5679 | 4172.1535 | 4037.5679 | 4172.1535 | 4172.1535 | 4037.5679 | 4172.1535 | 4037.5679 | 4172.1535 | 7843.7755 | 49123.7431 | 0.9831
7105 | Ventilation | Supply Fan | AHU-26 | Uniform | 10.0 | [5 empty] | 10.0 | 0.75 | 0.89338 | 0.78375 | 6.2628 | 0.75 | 1 | AHU-26 | 8.285714285714290 | 256.8571 | 232 | 256.8571 | 248.5714 | 256.8571 | 248.5714 | 256.8571 | 256.8571 | 248.5714 | 256.8571 | 248.5714 | 256.8571 | 1107.2714 | 961.9611 | 1020.6036 | 1103.7668 | 1160.3975 | 1227.3018 | 1458.4222 | 1316.0618 | 1250.4459 | 1146.7396 | 965.6025 | 1106.2553 | 3024.2857 | 13824.8294 | 2.0924
7106 | Pump | Pump | P-7 | Heating 1 | 10.0 | [5 empty] | 10.0 | 0.75 | 0.89338 | 0.78375 | 6.2628 | 0.75 | 0.5 | All Day | 24.0 | 334.8 | 285.6 | 290.16 | 226.8 | 186 | 162 | 148.8 | 178.56 | 208.8 | 271.56 | 270 | 372 | 1179.4357 | 1006.1136 | 1022.1776 | 798.9726 | 655.2421 | 570.6947 | 524.1936 | 629.0324 | 735.5621 | 956.6534 | 951.1578 | 1310.4841 | 2935.08 | 10339.7197 | 0.41032
7107 | Pump | Pump | P-8 | Heating 1 | 10.0 | [5 empty] | 10.0 | 0.75 | 0.89338 | 0.78375 | 6.2628 | 0.75 | 0.5 | All Day | 24.0 | 334.8 | 285.6 | 290.16 | 226.8 | 186 | 162 | 148.8 | 178.56 | 208.8 | 271.56 | 270 | 372 | 1179.4357 | 1006.1136 | 1022.1776 | 798.9726 | 655.2421 | 570.6947 | 524.1936 | 629.0324 | 735.5621 | 956.6534 | 951.1578 | 1310.4841 | 2935.08 | 10339.7197 | 0.41032
7108 | Ventilation | Supply Fan | AHU-1 | Events | 10.0 | [5 empty] | 10.0 | 0.75 | 0.89338 | 0.78375 | 6.2628 |  | 1 | Event Schedule | 14 | 347.2 | 352.8 | 325.5 | 420 | 260.4 | 252 | 260.4 | 303.8 | 252 | 260.4 | 336 | 347.2 | 2174.4329 | 2209.5044 | 2038.5309 | 2630.3624 | 1630.8247 | 1578.2174 | 1630.8247 | 1902.6288 | 1578.2174 | 1630.8247 | 2104.2899 | 2174.4329 | 3717.7 | 23283.0911 | 8.7062
7109 | Pump | HP Loop Circulation Pump | P-N01 | Heat Pump | 10.0 | [5 empty] | 10.0 | 0.75 | 0.89338 | 0.78375 | 6.2628 | 1 | 0.5 | All Day | 24.0 | 372 | 336 | 372 | 360 | 223.2 | 324 | 334.8 | 334.8 | 144 | 260.4 | 360 | 186 | 2329.7495 | 2104.2899 | 2329.7495 | 2254.5963 | 1397.8497 | 2029.1367 | 2096.7746 | 2096.7746 | 901.8385 | 1630.8247 | 2254.5963 | 1164.8748 | 3607.2 | 22591.0553 | 1.1602
7110 | Pump | HP Loop Circulation Pump | P-N02 | Heat Pump | 10.0 | [5 empty] | 10.0 | 0.75 | 0.89338 | 0.78375 | 6.2628 | 1 | 0.5 | All Day | 24.0 | 372 | 336 | 372 | 360 | 223.2 | 324 | 334.8 | 334.8 | 144 | 260.4 | 360 | 186 | 2329.7495 | 2104.2899 | 2329.7495 | 2254.5963 | 1397.8497 | 2029.1367 | 2096.7746 | 2096.7746 | 901.8385 | 1630.8247 | 2254.5963 | 1164.8748 | 3607.2 | 22591.0553 | 1.1602
7111 | Ventilation | AC-2 Return Fan | RF-2 | Uniform | 10.0 | [5 empty] | 10.0 | 0.75 | 0.89338 | 0.78375 | 6.2628 |  | 1 | AC-2 | 18.357142857142900 | 569.0714 | 514 | 569.0714 | 550.7143 | 569.0714 | 550.7143 | 569.0714 | 569.0714 | 550.7143 | 569.0714 | 550.7143 | 569.0714 | 3563.9621 | 3219.0625 | 3563.9621 | 3448.9956 | 3563.9621 | 3448.9956 | 3563.9621 | 3563.9621 | 3448.9956 | 3563.9621 | 3448.9956 | 3563.9621 | 6700.3571 | 41962.7796 | 3.7282
7112 | Ventilation | Air Handling Unit | AH-5 | Uniform | 10.0 | [5 empty] | 10.0 | 0.75 | 0.89338 | 0.78375 | 6.2628 | 1 | 1 | AH 5-8 | 13.457142857142900 | 417.1714 | 376.8 | 417.1714 | 403.7143 | 417.1714 | 403.7143 | 417.1714 | 417.1714 | 403.7143 | 417.1714 | 403.7143 | 417.1714 | 2612.6477 | 2359.8108 | 2612.6477 | 2528.3687 | 2612.6477 | 2528.3687 | 2612.6477 | 2612.6477 | 2528.3687 | 2612.6477 | 2528.3687 | 2612.6477 | 4911.8571 | 30761.8197 | 3.7888
7113 | Ventilation | Air Handling Unit | AH-6 | Uniform | 10.0 | [5 empty] | 10.0 | 0.75 | 0.89338 | 0.78375 | 6.2628 | 0.65 | 1 | AH 5-8 | 13.457142857142900 | 417.1714 | 376.8 | 417.1714 | 403.7143 | 417.1714 | 403.7143 | 417.1714 | 417.1714 | 403.7143 | 417.1714 | 403.7143 | 417.1714 | 1103.8437 | 997.0201 | 1103.8437 | 1068.2358 | 1103.8437 | 1068.2358 | 1103.8437 | 1103.8437 | 1068.2358 | 1103.8437 | 1068.2358 | 1103.8437 | 4911.8571 | 12996.8688 | 1.6008
7114 | Ventilation | Air Handling Unit | AH-7 | Uniform | 10.0 | [5 empty] | 10.0 | 0.75 | 0.89338 | 0.78375 | 6.2628 | 0.49 | 1 | AH 5-8 | 13.457142857142900 | 417.1714 | 376.8 | 417.1714 | 403.7143 | 417.1714 | 403.7143 | 417.1714 | 417.1714 | 403.7143 | 417.1714 | 403.7143 | 417.1714 | 627.2967 | 566.5906 | 627.2967 | 607.0613 | 627.2967 | 607.0613 | 627.2967 | 627.2967 | 607.0613 | 627.2967 | 607.0613 | 627.2967 | 4911.8571 | 7385.9129 | 0.9097
7115 | Ventilation | Air Handling Unit | AH-8 | Uniform | 10.0 | [5 empty] | 10.0 | 0.75 | 0.89338 | 0.78375 | 6.2628 | 0.61 | 1 | AH 5-8 | 13.457142857142900 | 417.1714 | 376.8 | 417.1714 | 403.7143 | 417.1714 | 403.7143 | 417.1714 | 417.1714 | 403.7143 | 417.1714 | 403.7143 | 417.1714 | 972.1662 | 878.0856 | 972.1662 | 940.806 | 972.1662 | 940.806 | 972.1662 | 972.1662 | 940.806 | 972.1662 | 940.806 | 972.1662 | 4911.8571 | 11446.4731 | 1.4098
7116 | Ventilation | Floor AHU | AHU-3 | Uniform | 10.0 | [5 empty] | 10.0 | 0.75 | 0.89338 | 0.78375 | 6.2628 | 0.877 | 1 | AH3 | 9.028571428571430 | 279.8857 | 252.8 | 279.8857 | 270.8571 | 279.8857 | 270.8571 | 279.8857 | 279.8857 | 270.8571 | 279.8857 | 270.8571 | 279.8857 | 1348.1748 | 1217.7063 | 1348.1748 | 1304.6853 | 1348.1748 | 1304.6853 | 1348.1748 | 1348.1748 | 1304.6853 | 1348.1748 | 1304.6853 | 1348.1748 | 3295.4286 | 15873.6714 | 1.899
7117 | Ventilation | Floor AHU | AHU-3 | Uniform | 10.0 | [5 empty] | 10.0 | 0.75 | 0.89338 | 0.78375 | 6.2628 | 0.877 | 1 | AH3 | 9.028571428571430 | 279.8857 | 252.8 | 279.8857 | 270.8571 | 279.8857 | 270.8571 | 279.8857 | 279.8857 | 270.8571 | 279.8857 | 270.8571 | 279.8857 | 1348.1748 | 1217.7063 | 1348.1748 | 1304.6853 | 1348.1748 | 1304.6853 | 1348.1748 | 1348.1748 | 1304.6853 | 1348.1748 | 1304.6853 | 1348.1748 | 3295.4286 | 15873.6714 | 1.899
7118 | Ventilation | Return fan | AHU-2 | Uniform | 10.0 | [5 empty] | 10.0 | 0.75 | 0.89338 | 0.78375 | 6.2628 | 0.61667 | 1 | AHU-2 | 13.857142857142900 | 429.5714 | 388 | 429.5714 | 415.7143 | 429.5714 | 415.7143 | 429.5714 | 429.5714 | 415.7143 | 429.5714 | 415.7143 | 429.5714 | 1023.0636 | 924.0574 | 1023.0636 | 990.0615 | 1023.0636 | 990.0615 | 1023.0636 | 1023.0636 | 990.0615 | 1023.0636 | 990.0615 | 1023.0636 | 5057.8571 | 12045.7488 | 4.8119
7119 | Ventilation | Floor AHU | AHU-8 | Uniform | 10.0 | [5 empty] | 10.0 | 0.75 | 0.89338 | 0.78375 | 6.2628 | 0.9486 | 1 | AH8 | 9.428571428571430 | 292.2857 | 264 | 292.2857 | 282.8571 | 292.2857 | 282.8571 | 292.2857 | 292.2857 | 282.8571 | 292.2857 | 282.8571 | 292.2857 | 1647.1765 | 1487.7723 | 1647.1765 | 1594.0417 | 1647.1765 | 1594.0417 | 1647.1765 | 1647.1765 | 1594.0417 | 1647.1765 | 1594.0417 | 1647.1765 | 3441.4286 | 19394.1744 | 2.3201
7120 | Ventilation | Floor AHU | AHU-8 | Uniform | 10.0 | [5 empty] | 10.0 | 0.75 | 0.89338 | 0.78375 | 6.2628 | 0.9486 | 1 | AH8 | 9.428571428571430 | 292.2857 | 264 | 292.2857 | 282.8571 | 292.2857 | 282.8571 | 292.2857 | 292.2857 | 282.8571 | 292.2857 | 282.8571 | 292.2857 | 1647.1765 | 1487.7723 | 1647.1765 | 1594.0417 | 1647.1765 | 1594.0417 | 1647.1765 | 1647.1765 | 1594.0417 | 1647.1765 | 1594.0417 | 1647.1765 | 3441.4286 | 19394.1744 | 2.3201
7121 | Pump | Hot water loop | P-1 | Heating 1 | 10.0 | [5 empty] | 10.0 | 0.75 | 0.89338 | 0.78375 | 6.2628 |  | 0.9 |  | 24.0 | 669.6 | 544.32 | 502.2 | 388.8 | 133.92 | 129.6 | 0 | 0 | 324 | 669.6 | 648 | 669.6 | 4193.5492 | 3408.9497 | 3145.1619 | 2434.964 | 838.7098 | 811.6547 | 0 | 0 | 2029.1367 | 4193.5492 | 4058.2734 | 4193.5492 | 4679.64 | 29307.4977 | 2.0447
7122 | Pump | Hot water loop | P-1 | Heating 1 | 10.0 | [5 empty] | 10.0 | 0.75 | 0.89338 | 0.78375 | 6.2628 |  | 0.9 |  | 24.0 | 669.6 | 544.32 | 502.2 | 388.8 | 133.92 | 129.6 | 0 | 0 | 324 | 669.6 | 648 | 669.6 | 4193.5492 | 3408.9497 | 3145.1619 | 2434.964 | 838.7098 | 811.6547 | 0 | 0 | 2029.1367 | 4193.5492 | 4058.2734 | 4193.5492 | 4679.64 | 29307.4977 | 2.0628
7123 | Ventilation | AHU-B04 EF B04A | EAX-B04A | Uniform | 10.0 | [5 empty] | 10.0 | 0.75 | 0.89338 | 0.78375 | 6.2628 |  | 1 | AHU-206/B04 | 21.69795918367350 | 672.6367 | 607.5429 | 672.6367 | 650.9388 | 672.6367 | 650.9388 | 672.6367 | 672.6367 | 650.9388 | 672.6367 | 650.9388 | 672.6367 | 4212.5675 | 3804.8997 | 4212.5675 | 4076.6783 | 4212.5675 | 4076.6783 | 4212.5675 | 4212.5675 | 4076.6783 | 4212.5675 | 4076.6783 | 4212.5675 | 7919.7551 | 49599.5856 | 0.99262
7124 | Ventilation | Supply Fan | AHU-13 | Uniform | 10.0 | [5 empty] | 10.0 | 0.75 | 0.89338 | 0.78375 | 6.2628 | 0.9 | 1 | AHU-13 | 7.773809523809520 | 240.9881 | 217.6667 | 240.9881 | 233.2143 | 240.9881 | 233.2143 | 240.9881 | 240.9881 | 233.2143 | 240.9881 | 233.2143 | 240.9881 | 1015.0834 | 881.7977 | 937.3165 | 1018.6775 | 1080.5217 | 1148.2784 | 1376.8682 | 1236.0083 | 1169.113 | 1055.1524 | 885.439 | 1014.0673 | 2837.4405 | 12818.3234 | 1.9401
7125 | Ventilation | Supply Fan | AHU-9 | Uniform | 10.0 | [5 empty] | 10.0 | 0.75 | 0.89338 | 0.78375 | 6.2628 | 0.9 | 1 | AHU-5,8,9,25 | 8.571428571428570 | 265.7143 | 240 | 265.7143 | 257.1429 | 265.7143 | 257.1429 | 265.7143 | 265.7143 | 257.1429 | 265.7143 | 257.1429 | 265.7143 | 1107.2714 | 961.9611 | 1021.4881 | 1107.5871 | 1171.0404 | 1242.0679 | 1484.7501 | 1333.8966 | 1263.3268 | 1148.359 | 965.6025 | 1106.2553 | 3128.5714 | 13913.6061 | 2.1059
7126 | Ventilation | Supply Fan | AHU-25 | Uniform | 10.0 | [5 empty] | 10.0 | 0.75 | 0.89338 | 0.78375 | 6.2628 | 0.75 | 1 | AHU-5,8,9,25 | 8.571428571428570 | 265.7143 | 240 | 265.7143 | 257.1429 | 265.7143 | 257.1429 | 265.7143 | 265.7143 | 257.1429 | 265.7143 | 257.1429 | 265.7143 | 1107.2714 | 961.9611 | 1021.4881 | 1107.5871 | 1171.0404 | 1242.0679 | 1484.7501 | 1333.8966 | 1263.3268 | 1148.359 | 965.6025 | 1106.2553 | 3128.5714 | 13913.6061 | 2.1059
7127 | Ventilation | Supply Fan | F-2 | Uniform | 10.0 | [5 empty] | 10.0 | 0.75 | 0.89338 | 0.78375 | 6.2628 | 0.8 | 1 | AHU (12h) | 8.571428571428570 | 265.7143 | 240 | 265.7143 | 257.1429 | 265.7143 | 257.1429 | 265.7143 | 265.7143 | 257.1429 | 265.7143 | 257.1429 | 265.7143 | 1014.0673 | 881.7977 | 925.8876 | 969.9774 | 969.9774 | 925.8876 | 1014.0673 | 925.8876 | 969.9774 | 1014.0673 | 881.7977 | 1014.0673 | 3128.5714 | 11507.4597 | 2.4492
7128 | Ventilation | Supply Fan | F-4 | Uniform | 10.0 | [5 empty] | 10.0 | 0.75 | 0.89338 | 0.78375 | 6.2628 | 0.55 | 1 | AHU (12h) | 8.571428571428570 | 265.7143 | 240 | 265.7143 | 257.1429 | 265.7143 | 257.1429 | 265.7143 | 265.7143 | 257.1429 | 265.7143 | 257.1429 | 265.7143 | 509.3559 | 458.31 | 493.1988 | 536.4376 | 569.9632 | 581.1972 | 652.6829 | 598.4057 | 596.7973 | 574.751 | 462.9995 | 514.737 | 3128.5714 | 6548.8362 | 1.3938
7129 | Ventilation | Supply Fan | F-5 | Uniform | 10.0 | [5 empty] | 10.0 | 0.75 | 0.89338 | 0.78375 | 6.2628 | 0.55 | 1 | AHU (12h) | 8.571428571428570 | 265.7143 | 240 | 265.7143 | 257.1429 | 265.7143 | 257.1429 | 265.7143 | 265.7143 | 257.1429 | 265.7143 | 257.1429 | 265.7143 | 418.6205 | 380.2752 | 413.7508 | 455.5906 | 488.9878 | 497.4447 | 556.3803 | 507.9914 | 510.5892 | 483.9124 | 382.3712 | 419.7525 | 3128.5714 | 5515.6665 | 1.1739
7130 | Ventilation | Supply Fan | F-6 | Uniform | 10.0 | [5 empty] | 10.0 | 0.75 | 0.89338 | 0.78375 | 6.2628 | 0.65 | 1 | AHU (12h) | 8.571428571428570 | 265.7143 | 240 | 265.7143 | 257.1429 | 265.7143 | 257.1429 | 265.7143 | 265.7143 | 257.1429 | 265.7143 | 257.1429 | 265.7143 | 729.8192 | 658.9965 | 712.6918 | 777.5507 | 828.5669 | 827.448 | 913.3885 | 834.8795 | 851.7305 | 830.0728 | 663.0668 | 732.4343 | 3128.5714 | 9360.6456 | 1.9922
7131 | Ventilation | Supply Fan | F-7 | Uniform | 10.0 | [5 empty] | 10.0 | 0.75 | 0.89338 | 0.78375 | 6.2628 | 0.65 | 1 | AHU (12h) | 8.571428571428570 | 265.7143 | 240 | 265.7143 | 257.1429 | 265.7143 | 257.1429 | 265.7143 | 265.7143 | 257.1429 | 265.7143 | 257.1429 | 265.7143 | 668.8759 | 602.1768 | 650.3878 | 709.0127 | 750.6185 | 754.4548 | 840.5527 | 767.4536 | 777.3156 | 750.815 | 604.7326 | 670.2953 | 3128.5714 | 8546.6915 | 1.819
7132 | Ventilation | Make-Up Air Unit | AHU-1 | School Year | 10.0 | [5 empty] | 10.0 | 0.75 | 0.89338 | 0.78375 | 6.2628 |  | 1 | AHU-1 (from Audit) | 7.857142857142860 | 219.2143 | 220 | 194.8571 | 212.1429 | 170.5 | 212.1429 | 109.6071 | 109.6071 | 212.1429 | 243.5714 | 235.7143 | 243.5714 | 1372.8881 | 1377.8089 | 1220.345 | 1328.6014 | 1067.8019 | 1328.6014 | 686.4441 | 686.4441 | 1328.6014 | 1525.4312 | 1476.2238 | 1525.4312 | 2383.0714 | 14924.6225 | 23.2199
7133 | Ventilation | AHU-403 SF 403 | SF-403 | Uniform | 10.0 | [5 empty] | 10.0 | 0.75 | 0.89338 | 0.78375 | 6.2628 |  | 1 | AHU-403/4 | 10.071428571428600 | 312.2143 | 282 | 312.2143 | 302.1429 | 312.2143 | 302.1429 | 312.2143 | 312.2143 | 302.1429 | 312.2143 | 302.1429 | 312.2143 | 1955.3255 | 1766.1005 | 1955.3255 | 1892.2505 | 1955.3255 | 1892.2505 | 1955.3255 | 1955.3255 | 1892.2505 | 1955.3255 | 1892.2505 | 1955.3255 | 3676.0714 | 23022.381 | 0.46074
7134 | Ventilation | Floor AHU | AHU-15 | Uniform | 10.0 | [5 empty] | 10.0 | 0.75 | 0.89338 | 0.78375 | 6.2628 | 0.7392 | 1 | AH15 | 10.471428571428600 | 324.6143 | 293.2 | 324.6143 | 314.1429 | 324.6143 | 314.1429 | 324.6143 | 324.6143 | 314.1429 | 324.6143 | 314.1429 | 324.6143 | 1110.8562 | 1003.354 | 1110.8562 | 1075.0221 | 1110.8562 | 1075.0221 | 1110.8562 | 1110.8562 | 1075.0221 | 1110.8562 | 1075.0221 | 1110.8562 | 3822.0714 | 13079.4358 | 1.5647
7135 | Ventilation | Floor AHU | AHU-15 | Uniform | 10.0 | [5 empty] | 10.0 | 0.75 | 0.89338 | 0.78375 | 6.2628 | 0.7392 | 1 | AH15 | 10.471428571428600 | 324.6143 | 293.2 | 324.6143 | 314.1429 | 324.6143 | 314.1429 | 324.6143 | 324.6143 | 314.1429 | 324.6143 | 314.1429 | 324.6143 | 1110.8562 | 1003.354 | 1110.8562 | 1075.0221 | 1110.8562 | 1075.0221 | 1110.8562 | 1110.8562 | 1075.0221 | 1110.8562 | 1075.0221 | 1110.8562 | 3822.0714 | 13079.4358 | 1.5647
7136 | Pump | Heating Supply Pump | P-HX3A | Heating 2 | 10.0 | [5 empty] | 10.0 | 0.75 | 0.89338 | 0.78375 | 6.2628 | 0.63 | 0.5 | All Day | 24.0 | 372 | 285.6 | 241.8 | 144 | 93 | 0 | 0 | 0 | 0 | 186 | 252 | 372 | 924.6776 | 709.9138 | 601.0404 | 357.9397 | 231.1694 | 0 | 0 | 0 | 0 | 462.3388 | 626.3945 | 924.6776 | 1946.4 | 4838.1518 | 0.11321
7137 | Pump | Heating Supply Pump | P-HX3B | Heating 2 | 10.0 | [5 empty] | 10.0 | 0.75 | 0.89338 | 0.78375 | 6.2628 | 0.63 | 0.5 | All Day | 24.0 | 372 | 285.6 | 241.8 | 144 | 93 | 0 | 0 | 0 | 0 | 186 | 252 | 372 | 924.6776 | 709.9138 | 601.0404 | 357.9397 | 231.1694 | 0 | 0 | 0 | 0 | 462.3388 | 626.3945 | 924.6776 | 1946.4 | 4838.1518 | 0.11321
7138 | Pump | Pump | P-4 | Cooling 1 | 10.0 | [5 empty] | 10.0 | 0.75 | 0.89338 | 0.78375 | 6.2628 |  | 1 | Occupied | 18.357142857142900 | 0 | 0 | 0 | 0 | 227.6286 | 165.2143 | 569.0714 | 398.35 | 440.5714 | 113.8143 | 0 | 0 | 0 | 0 | 0 | 0 | 1425.5848 | 1034.6987 | 3563.9621 | 2494.7735 | 2759.1965 | 712.7924 | 0 | 0 | 1914.65 | 11991.008 | 1.0654
7139 | Pump | Pump | P-4 | Cooling 1 | 10.0 | [5 empty] | 10.0 | 0.75 | 0.89338 | 0.78375 | 6.2628 |  | 1 | Occupied | 16.523809523809500 | 0 | 0 | 0 | 0 | 204.8952 | 148.7143 | 512.2381 | 358.5667 | 396.5714 | 102.4476 | 0 | 0 | 0 | 0 | 0 | 0 | 1283.2113 | 931.363 | 3208.0281 | 2245.6197 | 2483.6347 | 641.6056 | 0 | 0 | 1723.4333 | 10793.4624 | 0.9588
7140 | Pump | Pump | P-4 | Cooling 1 | 10.0 | [5 empty] | 10.0 | 0.75 | 0.89338 | 0.78375 | 6.2628 |  | 1 | Occupied | 16.523809523809500 | 0 | 0 | 0 | 0 | 204.8952 | 148.7143 | 512.2381 | 358.5667 | 396.5714 | 102.4476 | 0 | 0 | 0 | 0 | 0 | 0 | 1283.2113 | 931.363 | 3208.0281 | 2245.6197 | 2483.6347 | 641.6056 | 0 | 0 | 1723.4333 | 10793.4624 | 0.95014
7141 | Pump | Hot Line 1 | HOT 1 P1 | Heating 1 | 10.0 | 7.5 | 3 |  | 460.0 |  | 10.0 | 0.75 | 0.89338 | 0.78375 | 6.2628 |  | 0.5 | All Day | 24.0 | 372 | 309.12 | 297.6 | 216 | 148.8 | 57.6 | 11.16 | 29.76 | 90 | 186 | 306 | 372 | 2329.7495 | 1935.9467 | 1863.7996 | 1352.7578 | 931.8998 | 360.7354 | 69.8925 | 186.38 | 563.6491 | 1164.8748 | 1916.4069 | 2329.7495 | 2396.04 | 15005.8417 | 0.37374
7142 | Pump | Hot Line 1 | HOT 1 P2 | Heating 1 | 10.0 |  | 3 |  | 440.0 |  | 10.0 | 0.75 | 0.89338 | 0.78375 | 6.2628 |  | 0.5 | All Day | 24.0 | 372 | 309.12 | 297.6 | 216 | 148.8 | 57.6 | 11.16 | 29.76 | 90 | 186 | 306 | 372 | 2329.7495 | 1935.9467 | 1863.7996 | 1352.7578 | 931.8998 | 360.7354 | 69.8925 | 186.38 | 563.6491 | 1164.8748 | 1916.4069 | 2329.7495 | 2396.04 | 15005.8417 | 0.37374
7143 | Pump | Reheat | Reheat 1 | Heating 1 | 10.0 | 7.5 | 3 |  | 460.0 |  | 10.0 | 0.75 | 0.89338 | 0.78375 | 6.2628 |  | 0.5 | All Day | 24.0 | 372 | 309.12 | 297.6 | 216 | 148.8 | 57.6 | 11.16 | 29.76 | 90 | 186 | 306 | 372 | 2329.7495 | 1935.9467 | 1863.7996 | 1352.7578 | 931.8998 | 360.7354 | 69.8925 | 186.38 | 563.6491 | 1164.8748 | 1916.4069 | 2329.7495 | 2396.04 | 15005.8417 | 0.37374
7144 | Pump | Reheat | Reheat 2 | Heating 1 | 10.0 |  | 3 |  | 440.0 |  | 10.0 | 0.75 | 0.89338 | 0.78375 | 6.2628 |  | 0.5 | All Day | 24.0 | 372 | 309.12 | 297.6 | 216 | 148.8 | 57.6 | 11.16 | 29.76 | 90 | 186 | 306 | 372 | 2329.7495 | 1935.9467 | 1863.7996 | 1352.7578 | 931.8998 | 360.7354 | 69.8925 | 186.38 | 563.6491 | 1164.8748 | 1916.4069 | 2329.7495 | 2396.04 | 15005.8417 | 0.37374
7145 | Pump | Hot Water Pump |  | Heating 1 | 10.0 | [5 empty] | 10.0 | 0.75 | 0.89338 | 0.78375 | 6.2628 |  | 0.6 | All Day | 24.0 | 446.4 | 403.2 | 334.8 | 216 | 178.56 | 86.4 | 11.16 | 11.16 | 10.8 | 89.28 | 172.8 | 312.48 | 2795.6995 | 2525.1479 | 2096.7746 | 1352.7578 | 1118.2798 | 541.1031 | 69.8925 | 69.8925 | 67.6379 | 559.1399 | 1082.2062 | 1956.9896 | 2273.04 | 14235.5213 | 1.5786
7146 | Pump | Hot Water Pump |  | Heating 1 | 10.0 | [5 empty] | 10.0 | 0.75 | 0.89338 | 0.78375 | 6.2628 |  | 0.6 | All Day | 24.0 | 446.4 | 403.2 | 334.8 | 216 | 178.56 | 86.4 | 11.16 | 11.16 | 10.8 | 89.28 | 172.8 | 312.48 | 2795.6995 | 2525.1479 | 2096.7746 | 1352.7578 | 1118.2798 | 541.1031 | 69.8925 | 69.8925 | 67.6379 | 559.1399 | 1082.2062 | 1956.9896 | 2273.04 | 14235.5213 | 1.5786
7147 | Pump | Hot Water Pump |  | Heating 1 | 10.0 | [5 empty] | 10.0 | 0.75 | 0.89338 | 0.78375 | 6.2628 |  | 0.6 | All Day | 24.0 | 446.4 | 403.2 | 334.8 | 216 | 178.56 | 86.4 | 11.16 | 11.16 | 10.8 | 89.28 | 172.8 | 312.48 | 2795.6995 | 2525.1479 | 2096.7746 | 1352.7578 | 1118.2798 | 541.1031 | 69.8925 | 69.8925 | 67.6379 | 559.1399 | 1082.2062 | 1956.9896 | 2273.04 | 14235.5213 | 1.5404
7148 | Pump | Hot Water Pump |  | Heating 1 | 10.0 | [5 empty] | 10.0 | 0.75 | 0.89338 | 0.78375 | 6.2628 |  | 0.6 | All Day | 24.0 | 446.4 | 403.2 | 334.8 | 216 | 178.56 | 86.4 | 11.16 | 11.16 | 10.8 | 89.28 | 172.8 | 312.48 | 2795.6995 | 2525.1479 | 2096.7746 | 1352.7578 | 1118.2798 | 541.1031 | 69.8925 | 69.8925 | 67.6379 | 559.1399 | 1082.2062 | 1956.9896 | 2273.04 | 14235.5213 | 1.5404
7149 | Ventilation | Supply Fan | AHU-1 | Uniform | 10.0 | [5 empty] | 10.0 | 0.75 | 0.89338 | 0.78375 | 6.2628 |  | 1 | Occupied | 13.428571428571400 | 416.2857 | 376 | 416.2857 | 402.8571 | 416.2857 | 402.8571 | 416.2857 | 416.2857 | 402.8571 | 416.2857 | 402.8571 | 416.2857 | 2607.1007 | 2354.8006 | 2607.1007 | 2523.0007 | 2607.1007 | 2523.0007 | 2607.1007 | 2607.1007 | 2523.0007 | 2607.1007 | 2523.0007 | 2607.1007 | 4901.4286 | 30696.508 | 5.6076
7150 | Ventilation | Floor AHU | AHU-2 | Uniform | 10.0 | [5 empty] | 10.0 | 0.75 | 0.89338 | 0.78375 | 6.2628 | 0.867 | 1 | AH2 | 8.714285714285710 | 270.1429 | 244 | 270.1429 | 261.4286 | 270.1429 | 261.4286 | 270.1429 | 270.1429 | 261.4286 | 270.1429 | 261.4286 | 270.1429 | 1271.739 | 1148.6675 | 1271.739 | 1230.7151 | 1271.739 | 1230.7151 | 1271.739 | 1271.739 | 1230.7151 | 1271.739 | 1230.7151 | 1271.739 | 3180.7143 | 14973.7008 | 1.7913
7151 | Ventilation | Floor AHU | AHU-2 | Uniform | 10.0 | [5 empty] | 10.0 | 0.75 | 0.89338 | 0.78375 | 6.2628 | 0.867 | 1 | AH2 | 8.714285714285710 | 270.1429 | 244 | 270.1429 | 261.4286 | 270.1429 | 261.4286 | 270.1429 | 270.1429 | 261.4286 | 270.1429 | 261.4286 | 270.1429 | 1271.739 | 1148.6675 | 1271.739 | 1230.7151 | 1271.739 | 1230.7151 | 1271.739 | 1271.739 | 1230.7151 | 1271.739 | 1230.7151 | 1271.739 | 3180.7143 | 14973.7008 | 1.7913
7152 | Ventilation | Supply Fan | AHU-24 | Uniform | 10.0 | [5 empty] | 10.0 | 0.75 | 0.89338 | 0.78375 | 6.2628 | 0.75 | 1 | AHU-24 | 8.461904761904760 | 262.319 | 236.9333 | 262.319 | 253.8571 | 262.319 | 253.8571 | 262.319 | 262.319 | 253.8571 | 262.319 | 253.8571 | 262.319 | 1740.5624 | 1571.2031 | 1760.2377 | 1756.6066 | 1930.81 | 2064.1801 | 2305.6967 | 2285.3133 | 1986.3428 | 1804.6574 | 1690.1088 | 1739.5463 | 3088.5952 | 22635.2653 | 3.4259
7153 | Ventilation | AC-2 Return Fan | RF-2 | Uniform | 10.0 | [5 empty] | 10.0 | 0.75 | 0.89338 | 0.78375 | 6.2628 |  | 1 | AC-2 | 16.523809523809500 | 512.2381 | 462.6667 | 512.2381 | 495.7143 | 512.2381 | 495.7143 | 512.2381 | 512.2381 | 495.7143 | 512.2381 | 495.7143 | 512.2381 | 3208.0281 | 2897.5738 | 3208.0281 | 3104.5434 | 3208.0281 | 3104.5434 | 3208.0281 | 3208.0281 | 3104.5434 | 3208.0281 | 3104.5434 | 3208.0281 | 6031.1905 | 37771.9443 | 3.3553
7154 | Ventilation | AC-2 Return Fan | RF-2 | Uniform | 10.0 | [5 empty] | 10.0 | 0.75 | 0.89338 | 0.78375 | 6.2628 |  | 1 | AC-2 | 16.523809523809500 | 512.2381 | 462.6667 | 512.2381 | 495.7143 | 512.2381 | 495.7143 | 512.2381 | 512.2381 | 495.7143 | 512.2381 | 495.7143 | 512.2381 | 3208.0281 | 2897.5738 | 3208.0281 | 3104.5434 | 3208.0281 | 3104.5434 | 3208.0281 | 3208.0281 | 3104.5434 | 3208.0281 | 3104.5434 | 3208.0281 | 6031.1905 | 37771.9443 | 3.325
7155 | Ventilation | Supply Fan | AHU-6 | Uniform | 10.0 | [5 empty] | 10.0 | 0.75 | 0.89338 | 0.78375 | 6.2628 | 1 | 1 | AHU-6 | 8.142857142857140 | 252.4286 | 228 | 252.4286 | 244.2857 | 252.4286 | 244.2857 | 252.4286 | 227.1857 | 244.2857 | 252.4286 | 244.2857 | 252.4286 | 1580.9015 | 1427.911 | 1580.9015 | 1529.9047 | 1580.9015 | 1529.9047 | 1580.9015 | 1422.8113 | 1529.9047 | 1580.9015 | 1529.9047 | 1580.9015 | 2946.9 | 18455.7498 | 0.43187
7156 | Pump | Well Pump #6 |  | Pump #6 | 10.0 | [5 empty] | 10.0 | 0.75 | 0.89338 | 0.78375 | 6.2628 |  | 1 | All Day | 24.0 | 0 | 672 | 372 | 360 | 297.6 | 504 | 372 | 74.4 | 72 | 74.4 | 72 | 0 | 0 | 4208.5798 | 2329.7495 | 2254.5963 | 1863.7996 | 3156.4349 | 2329.7495 | 465.9499 | 450.9193 | 465.9499 | 450.9193 | 0 | 2870.4 | 17976.6481 | 4.6406
7157 | Pump | Pump | P-13 | CH-2 | 10.0 | [5 empty] | 10.0 | 0.75 | 0.89338 | 0.78375 | 6.2628 |  | 1 | All Day | 24.0 | 744 | 470.4 | 520.8 | 504 | 372 | 144 | 148.8 | 148.8 | 216 | 372 | 648 | 744 | 4659.4991 | 2946.0059 | 3261.6494 | 3156.4349 | 2329.7495 | 901.8385 | 931.8998 | 931.8998 | 1352.7578 | 2329.7495 | 4058.2734 | 4659.4991 | 5032.8 | 31519.2568 | 1.2508
7158 | Ventilation | Supply Fan | AHU-10 | Uniform | 10.0 | [5 empty] | 10.0 | 0.75 | 0.89338 | 0.78375 | 6.2628 | 0.9 | 1 | AHU-10 | 7.809523809523810 | 242.0952 | 218.6667 | 242.0952 | 234.2857 | 242.0952 | 234.2857 | 242.0952 | 242.0952 | 234.2857 | 242.0952 | 234.2857 | 242.0952 | 1015.0834 | 881.7977 | 937.3165 | 1018.6775 | 1080.5217 | 1148.2784 | 1376.8682 | 1236.0083 | 1169.113 | 1055.1524 | 885.439 | 1014.0673 | 2850.4762 | 12818.3234 | 1.9401
7159 | Ventilation | Supply Fan | CRAH-4 | Uniform | 10.0 | [5 empty] | 10.0 | 0.75 | 0.89338 | 0.78375 | 6.2628 |  | 0.33 | All Day | 24.0 | 245.52 | 221.76 | 245.52 | 237.6 | 245.52 | 237.6 | 245.52 | 220.968 | 237.6 | 245.52 | 237.6 | 245.52 | 1537.6347 | 1388.8313 | 1537.6347 | 1488.0336 | 1537.6347 | 1488.0336 | 1537.6347 | 1383.8712 | 1488.0336 | 1537.6347 | 1488.0336 | 1537.6347 | 2866.248 | 17950.6451 | 0.42005
7160 | Ventilation | Supply Fan | CRAH-5 | Uniform | 10.0 | [5 empty] | 10.0 | 0.75 | 0.89338 | 0.78375 | 6.2628 |  | 0.33 | All Day | 24.0 | 245.52 | 221.76 | 245.52 | 237.6 | 245.52 | 237.6 | 245.52 | 220.968 | 237.6 | 245.52 | 237.6 | 245.52 | 1537.6347 | 1388.8313 | 1537.6347 | 1488.0336 | 1537.6347 | 1488.0336 | 1537.6347 | 1383.8712 | 1488.0336 | 1537.6347 | 1488.0336 | 1537.6347 | 2866.248 | 17950.6451 | 0.42005
7161 | Ventilation | Supply Fan | CRAH-6 | Uniform | 10.0 | [5 empty] | 10.0 | 0.75 | 0.89338 | 0.78375 | 6.2628 |  | 0.33 | All Day | 24.0 | 245.52 | 221.76 | 245.52 | 237.6 | 245.52 | 237.6 | 245.52 | 220.968 | 237.6 | 245.52 | 237.6 | 245.52 | 1537.6347 | 1388.8313 | 1537.6347 | 1488.0336 | 1537.6347 | 1488.0336 | 1537.6347 | 1383.8712 | 1488.0336 | 1537.6347 | 1488.0336 | 1537.6347 | 2866.248 | 17950.6451 | 0.42005
7162 | Pump | Pump | P-13 | Uniform | 10.0 | [5 empty] | 10.0 | 0.75 | 0.89338 | 0.78375 | 6.2628 |  | 0.05 | Occupied | 16.523809523809500 | 25.6119 | 23.1333 | 25.6119 | 24.7857 | 25.6119 | 24.7857 | 25.6119 | 25.6119 | 24.7857 | 25.6119 | 24.7857 | 25.6119 | 160.4014 | 144.8787 | 160.4014 | 155.2272 | 160.4014 | 155.2272 | 160.4014 | 160.4014 | 155.2272 | 160.4014 | 155.2272 | 160.4014 | 301.5595 | 1888.5972 | 0.16777
7163 | Pump | Pump | P-14 | Uniform | 10.0 | [5 empty] | 10.0 | 0.75 | 0.89338 | 0.78375 | 6.2628 |  | 0.05 | Occupied | 16.523809523809500 | 25.6119 | 23.1333 | 25.6119 | 24.7857 | 25.6119 | 24.7857 | 25.6119 | 25.6119 | 24.7857 | 25.6119 | 24.7857 | 25.6119 | 160.4014 | 144.8787 | 160.4014 | 155.2272 | 160.4014 | 155.2272 | 160.4014 | 160.4014 | 155.2272 | 160.4014 | 155.2272 | 160.4014 | 301.5595 | 1888.5972 | 0.16777
7164 | Pump | Pump | P-13 | Uniform | 10.0 | [5 empty] | 10.0 | 0.75 | 0.89338 | 0.78375 | 6.2628 |  | 0.05 | Occupied | 16.523809523809500 | 25.6119 | 23.1333 | 25.6119 | 24.7857 | 25.6119 | 24.7857 | 25.6119 | 25.6119 | 24.7857 | 25.6119 | 24.7857 | 25.6119 | 160.4014 | 144.8787 | 160.4014 | 155.2272 | 160.4014 | 155.2272 | 160.4014 | 160.4014 | 155.2272 | 160.4014 | 155.2272 | 160.4014 | 301.5595 | 1888.5972 | 0.16625
7165 | Pump | Pump | P-14 | Uniform | 10.0 | [5 empty] | 10.0 | 0.75 | 0.89338 | 0.78375 | 6.2628 |  | 0.05 | Occupied | 16.523809523809500 | 25.6119 | 23.1333 | 25.6119 | 24.7857 | 25.6119 | 24.7857 | 25.6119 | 25.6119 | 24.7857 | 25.6119 | 24.7857 | 25.6119 | 160.4014 | 144.8787 | 160.4014 | 155.2272 | 160.4014 | 155.2272 | 160.4014 | 160.4014 | 155.2272 | 160.4014 | 155.2272 | 160.4014 | 301.5595 | 1888.5972 | 0.16625
7166 | Ventilation | Floor AHU | AHU-4 | Uniform | 10.0 | [5 empty] | 10.0 | 0.75 | 0.89338 | 0.78375 | 6.2628 | 1 | 1 | AH4 | 9.557142857142860 | 296.2714 | 267.6 | 296.2714 | 286.7143 | 296.2714 | 286.7143 | 296.2714 | 296.2714 | 286.7143 | 296.2714 | 286.7143 | 296.2714 | 1855.4791 | 1675.9166 | 1855.4791 | 1795.6249 | 1855.4791 | 1795.6249 | 1855.4791 | 1855.4791 | 1795.6249 | 1855.4791 | 1795.6249 | 1855.4791 | 3488.3571 | 21846.7701 | 2.6135
7167 | Ventilation | Floor AHU | AHU-4 | Uniform | 10.0 | [5 empty] | 10.0 | 0.75 | 0.89338 | 0.78375 | 6.2628 | 1 | 1 | AH4 | 9.557142857142860 | 296.2714 | 267.6 | 296.2714 | 286.7143 | 296.2714 | 286.7143 | 296.2714 | 296.2714 | 286.7143 | 296.2714 | 286.7143 | 296.2714 | 1855.4791 | 1675.9166 | 1855.4791 | 1795.6249 | 1855.4791 | 1795.6249 | 1855.4791 | 1855.4791 | 1795.6249 | 1855.4791 | 1795.6249 | 1855.4791 | 3488.3571 | 21846.7701 | 2.6135
7168 | Ventilation | Supply Fan | AHU-1 | Uniform | 10.0 | [5 empty] | 10.0 | 0.75 | 0.89338 | 0.78375 | 6.2628 |  | 1 | AHU-1 | 10.357142857142900 | 321.0714 | 290 | 321.0714 | 310.7143 | 321.0714 | 310.7143 | 321.0714 | 321.0714 | 310.7143 | 321.0714 | 310.7143 | 321.0714 | 2010.7957 | 1816.2026 | 2010.7957 | 1945.9314 | 2010.7957 | 1945.9314 | 2010.7957 | 2010.7957 | 1945.9314 | 2010.7957 | 1945.9314 | 2010.7957 | 3780.3571 | 23675.4982 | 4.0464
7169 | Pump | Condenser Pump | P-CD01 | Cooling 1 | 10.0 | [5 empty] | 10.0 | 0.75 | 0.89338 | 0.78375 | 6.2628 | 0.95 | 0.9 | All Day | 24.0 | 0 | 0 | 0 | 64.8 | 133.92 | 453.6 | 669.6 | 669.6 | 324 | 0 | 0 | 0 | 0 | 0 | 0 | 366.2592 | 756.9356 | 2563.8142 | 3784.6781 | 3784.6781 | 1831.2959 | 0 | 0 | 0 | 2315.52 | 13087.6612 | 0.67216
7170 | Ventilation | Return Fan | AHU-2 | Uniform | 10.0 | [5 empty] | 10.0 | 0.75 | 0.89338 | 0.78375 | 6.2628 | 0.5 | 1 | AHU-2 | 17.785714285714300 | 551.3571 | 498 | 551.3571 | 533.5714 | 551.3571 | 480.2143 | 496.2214 | 551.3571 | 533.5714 | 551.3571 | 533.5714 | 551.3571 | 863.2554 | 779.7146 | 863.2554 | 835.4085 | 863.2554 | 751.8676 | 776.9299 | 863.2554 | 835.4085 | 863.2554 | 835.4085 | 863.2554 | 6383.2929 | 9994.2699 | 1.1205
7171 | Ventilation | Supply Fan | SF-AHU1 | Uniform | 10.0 | [5 empty] | 10.0 | 0.75 | 0.89338 | 0.78375 | 6.2628 |  | 1 | AHU-1 | 21.35714286 | 662.0714 | 598 | 662.0714 | 640.7143 | 662.0714 | 640.7143 | 662.0714 | 662.0714 | 640.7143 | 662.0714 | 640.7143 | 662.0714 | 4146.3995 | 3745.135 | 4146.3995 | 4012.6447 | 4146.3995 | 4012.6447 | 4146.3995 | 4146.3995 | 4012.6447 | 4146.3995 | 4012.6447 | 4146.3995 | 7795.3571 | 48820.5101 | 11.6605
7172 | Ventilation | Air Handling Unit | AH-5 | Uniform | 10.0 | [5 empty] | 10.0 | 0.75 | 0.89338 | 0.78375 | 6.2628 | 1 | 1 | AH 5-8 | 13.45714286 | 417.1714 | 376.8 | 417.1714 | 403.7143 | 417.1714 | 403.7143 | 417.1714 | 417.1714 | 403.7143 | 417.1714 | 403.7143 | 417.1714 | 2612.6477 | 2359.8108 | 2612.6477 | 2528.3687 | 2612.6477 | 2528.3687 | 2612.6477 | 2612.6477 | 2528.3687 | 2612.6477 | 2528.3687 | 2612.6477 | 4911.8571 | 30761.8197 | 3.7888
7173 | Ventilation | Air Handling Unit | AH-6 | Uniform | 10.0 | [5 empty] | 10.0 | 0.75 | 0.89338 | 0.78375 | 6.2628 | 0.65 | 1 | AH 5-8 | 13.45714286 | 417.1714 | 376.8 | 417.1714 | 403.7143 | 417.1714 | 403.7143 | 417.1714 | 417.1714 | 403.7143 | 417.1714 | 403.7143 | 417.1714 | 1103.8437 | 997.0201 | 1103.8437 | 1068.2358 | 1103.8437 | 1068.2358 | 1103.8437 | 1103.8437 | 1068.2358 | 1103.8437 | 1068.2358 | 1103.8437 | 4911.8571 | 12996.8688 | 1.6008
7174 | Ventilation | Air Handling Unit | AH-7 | Uniform | 10.0 | [5 empty] | 10.0 | 0.75 | 0.89338 | 0.78375 | 6.2628 | 0.49 | 1 | AH 5-8 | 13.45714286 | 417.1714 | 376.8 | 417.1714 | 403.7143 | 417.1714 | 403.7143 | 417.1714 | 417.1714 | 403.7143 | 417.1714 | 403.7143 | 417.1714 | 627.2967 | 566.5906 | 627.2967 | 607.0613 | 627.2967 | 607.0613 | 627.2967 | 627.2967 | 607.0613 | 627.2967 | 607.0613 | 627.2967 | 4911.8571 | 7385.9129 | 0.9097
7175 | Ventilation | Air Handling Unit | AH-8 | Uniform | 10.0 | [5 empty] | 10.0 | 0.75 | 0.89338 | 0.78375 | 6.2628 | 0.61 | 1 | AH 5-8 | 13.45714286 | 417.1714 | 376.8 | 417.1714 | 403.7143 | 417.1714 | 403.7143 | 417.1714 | 417.1714 | 403.7143 | 417.1714 | 403.7143 | 417.1714 | 972.1662 | 878.0856 | 972.1662 | 940.806 | 972.1662 | 940.806 | 972.1662 | 972.1662 | 940.806 | 972.1662 | 940.806 | 972.1662 | 4911.8571 | 11446.4731 | 1.4098
7176 | Ventilation | Supply Fan | AH 101 | Uniform | 15.0 | [5 empty] | 15.0 | 0.75 | 0.90012 | 0.7965 | 9.3237 |  | 0 | All Day | 24.0 | 0 | 0 | 0 | 0 | 0 | 0 | 0 | 0 | 0 | 0 | 0 | 0 | 0 | 0 | 0 | 0 | 0 | 0 | 0 | 0 | 0 | 0 | 0 | 0 | 0 | 0 | 0
7177 | Ventilation | Exhaust Fan | EF-1 | Uniform | 15.0 | [5 empty] | 15.0 | 0.75 | 0.90012 | 0.7965 | 9.3237 |  | 0 | 24/7 | 24.0 | 0 | 0 | 0 | 0 | 0 | 0 | 0 | 0 | 0 | 0 | 0 | 0 | 0 | 0 | 0 | 0 | 0 | 0 | 0 | 0 | 0 | 0 | 0 | 0 | 0 | 0 | 0
7178 | Ventilation | Exhaust Fan | EF-8 | Uniform | 15.0 | [5 empty] | 15.0 | 0.75 | 0.90012 | 0.7965 | 9.3237 |  | 0 | 24/7 | 24.0 | 0 | 0 | 0 | 0 | 0 | 0 | 0 | 0 | 0 | 0 | 0 | 0 | 0 | 0 | 0 | 0 | 0 | 0 | 0 | 0 | 0 | 0 | 0 | 0 | 0 | 0 | 0
7179 | Pump | CH#1 Primary Pump | PM05 | Cooling 1 | 15.0 | [5 empty] | 15.0 | 0.75 | 0.90012 | 0.7965 | 9.3237 |  | 0 | All Day | 24.0 | 0 | 0 | 0 | 0 | 0 | 0 | 0 | 0 | 0 | 0 | 0 | 0 | 0 | 0 | 0 | 0 | 0 | 0 | 0 | 0 | 0 | 0 | 0 | 0 | 0 | 0 | 0
7180 | Ventilation | Supply Fan | AC-108 | Uniform | 15.0 | [5 empty] | 15.0 | 0.75 | 0.90012 | 0.7965 | 9.3237 |  | 0 | All Day | 24.0 | 0 | 0 | 0 | 0 | 0 | 0 | 0 | 0 | 0 | 0 | 0 | 0 | 0 | 0 | 0 | 0 | 0 | 0 | 0 | 0 | 0 | 0 | 0 | 0 | 0 | 0 | 0
7181 | Ventilation | Supply Fan | AHU-5 | Uniform | 15.0 | [5 empty] | 15.0 | 0.75 | 0.90012 | 0.7965 | 9.3237 | 1 | 1 | AHU-5 | 20.0 | 620 | 560 | 620 | 600 | 620 | 540 | 558 | 620 | 600 | 620 | 600 | 620 | 5780.6971 | 5221.2748 | 5780.6971 | 5594.223 | 5780.6971 | 5034.8007 | 5202.6274 | 5780.6971 | 5594.223 | 5780.6971 | 5594.223 | 5780.6971 | 7178 | 66925.5548 | 7.5035
7182 | Pump | River Pump | Zone 1 River P | River Pump | 15.0 | [5 empty] | 15.0 | 0.75 | 0.90012 | 0.7965 | 9.3237 |  | 1 | All Day | 24.0 | 744 | 672 | 744 | 0 | 0 | 0 | 0 | 0 | 0 | 744 | 720 | 744 | 6936.8366 | 6265.5298 | 6936.8366 | 0 | 0 | 0 | 0 | 0 | 0 | 6936.8366 | 6713.0676 | 6936.8366 | 4368 | 40725.9436 | 7.0238
7183 | Pump | Heating/Cooling Circulation Pump | P-A2A | Uniform | 15.0 | [5 empty] | 15.0 | 0.75 | 0.90012 | 0.7965 | 9.3237 | 0.52 | 0.5 | All Day | 24.0 | 372 | 336 | 372 | 360 | 372 | 360 | 372 | 372 | 360 | 372 | 360 | 372 | 937.8603 | 847.0996 | 937.8603 | 907.6067 | 937.8603 | 907.6067 | 937.8603 | 937.8603 | 907.6067 | 937.8603 | 907.6067 | 937.8603 | 4380 | 11042.5487 | 0.56713
7184 | Pump | Heating/Cooling Circulation Pump | P-A2B | Uniform | 15.0 | [5 empty] | 15.0 | 0.75 | 0.90012 | 0.7965 | 9.3237 | 0.56 | 0.5 | All Day | 24.0 | 372 | 336 | 372 | 360 | 372 | 360 | 372 | 372 | 360 | 372 | 360 | 372 | 1087.696 | 982.4351 | 1087.696 | 1052.609 | 1087.696 | 1052.609 | 1087.696 | 1087.696 | 1052.609 | 1087.696 | 1052.609 | 1087.696 | 4380 | 12806.7429 | 0.65773
7185 | Pump | AHU Pump | P-X01 | Uniform | 15.0 | [5 empty] | 15.0 | 0.75 | 0.90012 | 0.7965 | 9.3237 | 0.4 | 0.5 | All Day | 24.0 | 372 | 336 | 372 | 360 | 372 | 360 | 372 | 372 | 360 | 372 | 360 | 372 | 554.9469 | 501.2424 | 554.9469 | 537.0454 | 554.9469 | 537.0454 | 554.9469 | 554.9469 | 537.0454 | 554.9469 | 537.0454 | 554.9469 | 4380 | 6534.0525 | 0.33558
7186 | Pump | AHU Pump | P-X02 | Uniform | 15.0 | [5 empty] | 15.0 | 0.75 | 0.90012 | 0.7965 | 9.3237 | 0.4 | 0.5 | All Day | 24.0 | 372 | 336 | 372 | 360 | 372 | 360 | 372 | 372 | 360 | 372 | 360 | 372 | 554.9469 | 501.2424 | 554.9469 | 537.0454 | 554.9469 | 537.0454 | 554.9469 | 554.9469 | 537.0454 | 554.9469 | 537.0454 | 554.9469 | 4380 | 6534.0525 | 0.33558
7187 | Ventilation | Exhaust Fan | EF-221 | Uniform | 15.0 | [5 empty] | 15.0 | 0.75 | 0.90012 | 0.7965 | 9.3237 |  | 1 | DNT | 12.0 | 372 | 336 | 372 | 360 | 372 | 360 | 372 | 372 | 360 | 372 | 360 | 372 | 3468.4183 | 3132.7649 | 3468.4183 | 3356.5338 | 3468.4183 | 3356.5338 | 3468.4183 | 3468.4183 | 3356.5338 | 3468.4183 | 3356.5338 | 3468.4183 | 4380 | 40837.8281 | 0.73088
7188 | Ventilation | Exhaust Fan | EF-34 | Uniform | 15.0 | [5 empty] | 15.0 | 0.75 | 0.90012 | 0.7965 | 9.3237 |  | 0.5 | 24/7 | 24.0 | 372 | 336 | 372 | 360 | 372 | 360 | 372 | 372 | 360 | 372 | 360 | 372 | 3468.4183 | 3132.7649 | 3468.4183 | 3356.5338 | 3468.4183 | 3356.5338 | 3468.4183 | 3468.4183 | 3356.5338 | 3468.4183 | 3356.5338 | 3468.4183 | 4380 | 40837.8281 | 4.0889
7189 | Data centre AC | Dry Chiller pump | P1A | Uniform | 15.0 | 11 | 3 |  | 460.0 |  | 15.0 | 0.75 | 0.90012 | 0.7965 | 9.3237 | 0.88 | 0.5 | All Day | 24.0 | 372 | 336 | 372 | 360 | 372 | 360 | 372 | 372 | 360 | 372 | 360 | 372 | 2685.9431 | 2426.0131 | 2685.9431 | 2599.2998 | 2685.9431 | 2599.2998 | 2685.9431 | 2685.9431 | 2599.2998 | 2685.9431 | 2599.2998 | 2685.9431 | 4380 | 31624.8141 | 0.78766
7190 | Data centre AC | Dry Chiller pump | P1B | Uniform | 15.0 | 11 | 3 |  | 460.0 |  | 15.0 | 0.75 | 0.90012 | 0.7965 | 9.3237 | 0.88 | 0.5 | All Day | 24.0 | 372 | 336 | 372 | 360 | 372 | 360 | 372 | 372 | 360 | 372 | 360 | 372 | 2685.9431 | 2426.0131 | 2685.9431 | 2599.2998 | 2685.9431 | 2599.2998 | 2685.9431 | 2685.9431 | 2599.2998 | 2685.9431 | 2599.2998 | 2685.9431 | 4380 | 31624.8141 | 0.78766
7191 | Ventilation | Heat Recovery Return | EF-501 | Uniform | 15.0 | [5 empty] | 15.0 | 0.75 | 0.90012 | 0.7965 | 9.3237 |  | 0.5 | All Day | 24.0 | 372 | 336 | 372 | 360 | 372 | 360 | 372 | 372 | 360 | 372 | 360 | 372 | 3468.4183 | 3132.7649 | 3468.4183 | 3356.5338 | 3468.4183 | 3356.5338 | 3468.4183 | 3468.4183 | 3356.5338 | 3468.4183 | 3356.5338 | 3468.4183 | 4380 | 40837.8281 | 2.3284
7192 | Ventilation | Exhaust Fan | EF-221 | Uniform | 15.0 | [5 empty] | 15.0 | 0.75 | 0.90012 | 0.7965 | 9.3237 |  | 1 | DNT | 12.0 | 372 | 336 | 372 | 360 | 372 | 360 | 372 | 372 | 360 | 372 | 360 | 372 | 3468.4183 | 3132.7649 | 3468.4183 | 3356.5338 | 3468.4183 | 3356.5338 | 3468.4183 | 3468.4183 | 3356.5338 | 3468.4183 | 3356.5338 | 3468.4183 | 4380 | 40837.8281 | 0.73088
7193 | Ventilation | Supply Fan | F-1 | Uniform | 15.0 | [5 empty] | 15.0 | 0.75 | 0.90012 | 0.7965 | 9.3237 | 0.9 | 1 | All Day | 24.0 | 744 | 672 | 744 | 720 | 744 | 720 | 744 | 744 | 720 | 744 | 720 | 744 | 5618.8376 | 5075.0791 | 5618.8376 | 5437.5848 | 5618.8376 | 5437.5848 | 5618.8376 | 5618.8376 | 5437.5848 | 5618.8376 | 5437.5848 | 5618.8376 | 8760 | 66157.2815 | 23.2328
7194 | Ventilation | EF | AX-1 | Uniform | 15.0 |  | 3 |  | 208.0 |  | 15.0 | 0.75 | 0.90012 | 0.7965 | 9.3237 | 0.55 | 1 |  | 24.0 | 744 | 672 | 744 | 720 | 744 | 720 | 744 | 744 | 720 | 744 | 720 | 744 | 2098.3931 | 1895.3228 | 2098.3931 | 2030.703 | 2098.3931 | 2030.703 | 2098.3931 | 2098.3931 | 2030.703 | 2098.3931 | 2030.703 | 2098.3931 | 8760 | 24706.886 | 3.7815
7195 | Pump | Circulation Pump | P-5/6 | Uniform | 15.0 | [5 empty] | 15.0 | 0.75 | 0.90012 | 0.7965 | 9.3237 |  | 1 | All Day | 24.0 | 744 | 672 | 744 | 720 | 744 | 720 | 744 | 744 | 720 | 744 | 720 | 744 | 6936.8366 | 6265.5298 | 6936.8366 | 6713.0676 | 6936.8366 | 6713.0676 | 6936.8366 | 6936.8366 | 6713.0676 | 6936.8366 | 6713.0676 | 6936.8366 | 8760 | 81675.6562 | 0.56819
7196 | Pump | Circulation Pump | P-9-24 | Uniform | 15.0 | [5 empty] | 15.0 | 0.75 | 0.90012 | 0.7965 | 9.3237 |  | 1 | All Day | 24.0 | 744 | 672 | 744 | 720 | 744 | 720 | 744 | 744 | 720 | 744 | 720 | 744 | 6936.8366 | 6265.5298 | 6936.8366 | 6713.0676 | 6936.8366 | 6713.0676 | 6936.8366 | 6936.8366 | 6713.0676 | 6936.8366 | 6713.0676 | 6936.8366 | 8760 | 81675.6562 | 0.56819
7197 | Ventilation | Transfer Fan | SF-1-2 | Uniform | 15.0 | [5 empty] | 15.0 | 0.75 | 0.90012 | 0.7965 | 9.3237 |  | 1 | All Day | 24.0 | 744 | 672 | 744 | 720 | 744 | 720 | 744 | 744 | 720 | 744 | 720 | 744 | 6936.8366 | 6265.5298 | 6936.8366 | 6713.0676 | 6936.8366 | 6713.0676 | 6936.8366 | 6936.8366 | 6713.0676 | 6936.8366 | 6713.0676 | 6936.8366 | 8760 | 81675.6562 | 0.56819
7198 | Ventilation | Supply Fan | ME-140 | Uniform | 15.0 | [5 empty] | 15.0 | 0.75 | 0.90012 | 0.7965 | 9.3237 |  | 1 | All Day | 24.0 | 744 | 672 | 744 | 720 | 744 | 720 | 744 | 744 | 720 | 744 | 720 | 744 | 6936.8366 | 6265.5298 | 6936.8366 | 6713.0676 | 6936.8366 | 6713.0676 | 6936.8366 | 6936.8366 | 6713.0676 | 6936.8366 | 6713.0676 | 6936.8366 | 8760 | 81675.6562 | 0.56819
7199 | Ventilation | Centrifugal Fan | ME-87 x2 | Uniform | 15.0 | [5 empty] | 15.0 | 0.75 | 0.90012 | 0.7965 | 9.3237 |  | 1 | All Day | 24.0 | 744 | 672 | 744 | 720 | 744 | 720 | 744 | 744 | 720 | 744 | 720 | 744 | 6936.8366 | 6265.5298 | 6936.8366 | 6713.0676 | 6936.8366 | 6713.0676 | 6936.8366 | 6936.8366 | 6713.0676 | 6936.8366 | 6713.0676 | 6936.8366 | 8760 | 81675.6562 | 0.56819
7200 | Ventilation | Exhaust Fans | EF | Uniform | 15.0 | [5 empty] | 15.0 | 0.75 | 0.90012 | 0.7965 | 9.3237 |  | 1 | All Day | 24.0 | 744 | 672 | 744 | 720 | 744 | 720 | 744 | 744 | 720 | 744 | 720 | 744 | 6936.8366 | 6265.5298 | 6936.8366 | 6713.0676 | 6936.8366 | 6713.0676 | 6936.8366 | 6936.8366 | 6713.0676 | 6936.8366 | 6713.0676 | 6936.8366 | 8760 | 81675.6562 | 6.3314
7201 | Ventilation | Supply Fan | SF-HD-1 | Uniform | 15.0 | [5 empty] | 15.0 | 0.75 | 0.90012 | 0.7965 | 9.3237 | 0.78 | 1 | All Day | 24.0 | 744 | 672 | 744 | 720 | 744 | 720 | 744 | 744 | 720 | 744 | 720 | 744 | 4220.3714 | 3811.9483 | 4220.3714 | 4084.2303 | 4220.3714 | 4084.2303 | 4220.3714 | 4220.3714 | 4084.2303 | 4220.3714 | 4084.2303 | 4220.3714 | 8760 | 49691.4692 | 0.88933
7202 | Ventilation | Return Fan | RF-2 | Uniform | 15.0 | [5 empty] | 15.0 | 0.75 | 0.90012 | 0.7965 | 9.3237 | 0.8 | 1 | All Day | 24.0 | 744 | 672 | 744 | 720 | 744 | 720 | 744 | 744 | 720 | 744 | 720 | 744 | 4439.5754 | 4009.9391 | 4439.5754 | 4296.3633 | 4439.5754 | 4296.3633 | 4439.5754 | 4439.5754 | 4296.3633 | 4439.5754 | 4296.3633 | 4439.5754 | 8760 | 52272.4199 | 0.93552
7203 | Ventilation | Supply Fan | SF-HD-3 | Uniform | 15.0 | [5 empty] | 15.0 | 0.75 | 0.90012 | 0.7965 | 9.3237 | 0.78 | 1 | All Day | 24.0 | 744 | 672 | 744 | 720 | 744 | 720 | 744 | 744 | 720 | 744 | 720 | 744 | 4220.3714 | 3811.9483 | 4220.3714 | 4084.2303 | 4220.3714 | 4084.2303 | 4220.3714 | 4220.3714 | 4084.2303 | 4220.3714 | 4084.2303 | 4220.3714 | 8760 | 49691.4692 | 0.88933
7204 | Ventilation | Return Fan | RF-4 | Uniform | 15.0 | [5 empty] | 15.0 | 0.75 | 0.90012 | 0.7965 | 9.3237 | 0.8 | 1 | All Day | 24.0 | 744 | 672 | 744 | 720 | 744 | 720 | 744 | 744 | 720 | 744 | 720 | 744 | 4439.5754 | 4009.9391 | 4439.5754 | 4296.3633 | 4439.5754 | 4296.3633 | 4439.5754 | 4439.5754 | 4296.3633 | 4439.5754 | 4296.3633 | 4439.5754 | 8760 | 52272.4199 | 0.93552
7205 | Ventilation | Supply Fan | SF-HD-5 | Uniform | 15.0 | [5 empty] | 15.0 | 0.75 | 0.90012 | 0.7965 | 9.3237 | 0.78 | 1 | All Day | 24.0 | 744 | 672 | 744 | 720 | 744 | 720 | 744 | 744 | 720 | 744 | 720 | 744 | 4220.3714 | 3811.9483 | 4220.3714 | 4084.2303 | 4220.3714 | 4084.2303 | 4220.3714 | 4220.3714 | 4084.2303 | 4220.3714 | 4084.2303 | 4220.3714 | 8760 | 49691.4692 | 0.88933
7206 | Ventilation | Return Fan | RF-ER-2 | Uniform | 15.0 | [5 empty] | 15.0 | 0.75 | 0.90012 | 0.7965 | 9.3237 | 1 | 1 | All Day | 24.0 | 744 | 672 | 744 | 720 | 744 | 720 | 744 | 744 | 720 | 744 | 720 | 744 | 6936.8366 | 6265.5298 | 6936.8366 | 6713.0676 | 6936.8366 | 6713.0676 | 6936.8366 | 6936.8366 | 6713.0676 | 6936.8366 | 6713.0676 | 6936.8366 | 8760 | 81675.6562 | 1.4618
7207 | Ventilation | Return Fan | RF-ER-3 | Uniform | 15.0 | [5 empty] | 15.0 | 0.75 | 0.90012 | 0.7965 | 9.3237 | 1 | 1 | All Day | 24.0 | 744 | 672 | 744 | 720 | 744 | 720 | 744 | 744 | 720 | 744 | 720 | 744 | 6936.8366 | 6265.5298 | 6936.8366 | 6713.0676 | 6936.8366 | 6713.0676 | 6936.8366 | 6936.8366 | 6713.0676 | 6936.8366 | 6713.0676 | 6936.8366 | 8760 | 81675.6562 | 1.4618
7208 | Ventilation | Return Fan | RAF-101 | Uniform | 15 |  | 3 |  |  |  | 15.0 | 0.75 | 0.90012 | 0.7965 | 9.3237 |  | 1 | All Day | 24.0 | 744 | 672 | 744 | 720 | 744 | 720 | 744 | 744 | 720 | 744 | 720 | 744 | 6936.8366 | 6265.5298 | 6936.8366 | 6713.0676 | 6936.8366 | 6713.0676 | 6936.8366 | 6936.8366 | 6713.0676 | 6936.8366 | 6713.0676 | 6936.8366 | 8760 | 81675.6562 | 9.4578
7209 | Ventilation | Supply fan | F-1 (AHU-1) | Uniform | 15.0 | [5 empty] | 15.0 | 0.75 | 0.90012 | 0.7965 | 9.3237 | 1 | 1 | All Day | 24.0 | 744 | 672 | 744 | 720 | 744 | 720 | 744 | 744 | 720 | 744 | 720 | 744 | 6936.8366 | 6265.5298 | 6936.8366 | 6713.0676 | 6936.8366 | 6713.0676 | 6936.8366 | 6936.8366 | 6713.0676 | 6936.8366 | 6713.0676 | 6936.8366 | 8760 | 81675.6562 | 10.0957
7210 | Ventilation | Supply fan | F-5 (AHU-5) | Uniform | 15.0 | [5 empty] | 15.0 | 0.75 | 0.90012 | 0.7965 | 9.3237 | 1 | 1 | All Day | 24.0 | 744 | 672 | 744 | 720 | 744 | 720 | 744 | 744 | 720 | 744 | 720 | 744 | 6936.8366 | 6265.5298 | 6936.8366 | 6713.0676 | 6936.8366 | 6713.0676 | 6936.8366 | 6936.8366 | 6713.0676 | 6936.8366 | 6713.0676 | 6936.8366 | 8760 | 81675.6562 | 10.0957
7211 | Ventilation | AHU-105 SF 105 | SF-105 | Uniform | 15.0 | [5 empty] | 15.0 | 0.75 | 0.90012 | 0.7965 | 9.3237 |  | 1 | All Day | 24.0 | 744 | 672 | 744 | 720 | 744 | 720 | 744 | 744 | 720 | 744 | 720 | 744 | 6936.8366 | 6265.5298 | 6936.8366 | 6713.0676 | 6936.8366 | 6713.0676 | 6936.8366 | 6936.8366 | 6713.0676 | 6936.8366 | 6713.0676 | 6936.8366 | 8760 | 81675.6562 | 1.6345
7212 | Ventilation | AHU-B06 SF B06 | SF-B06 | Uniform | 15.0 | [5 empty] | 15.0 | 0.75 | 0.90012 | 0.7965 | 9.3237 | 1 | 1 | All Day | 24.0 | 744 | 672 | 744 | 720 | 744 | 720 | 744 | 744 | 720 | 744 | 720 | 744 | 6936.8366 | 6265.5298 | 6936.8366 | 6713.0676 | 6936.8366 | 6713.0676 | 6936.8366 | 6936.8366 | 6713.0676 | 6936.8366 | 6713.0676 | 6936.8366 | 8760 | 81675.6562 | 1.6345
7213 | Ventilation | EX air (heat recovery) | AHU X-1 | Uniform | 15.0 | [5 empty] | 15.0 | 0.75 | 0.90012 | 0.7965 | 9.3237 |  | 1 | All Day | 24.0 | 744 | 672 | 744 | 720 | 744 | 720 | 744 | 744 | 720 | 744 | 720 | 744 | 6936.8366 | 6265.5298 | 6936.8366 | 6713.0676 | 6936.8366 | 6713.0676 | 6936.8366 | 6936.8366 | 6713.0676 | 6936.8366 | 6713.0676 | 6936.8366 | 8760 | 81675.6562 | 1.5463
7214 | Ventilation | Supply Fan | AHU-104 | Uniform | 15.0 | [5 empty] | 15.0 | 0.75 | 0.90012 | 0.7965 | 9.3237 |  | 1 | All Day | 24.0 | 744 | 672 | 744 | 720 | 744 | 720 | 744 | 744 | 720 | 744 | 720 | 744 | 6936.8366 | 6265.5298 | 6936.8366 | 6713.0676 | 6936.8366 | 6713.0676 | 6936.8366 | 6936.8366 | 6713.0676 | 6936.8366 | 6713.0676 | 6936.8366 | 8760 | 81675.6562 | 11.2706
7215 | Ventilation | Supply Fan | AHU-105 | Uniform | 15.0 | [5 empty] | 15.0 | 0.75 | 0.90012 | 0.7965 | 9.3237 |  | 1 | All Day | 24.0 | 744 | 672 | 744 | 720 | 744 | 720 | 744 | 744 | 720 | 744 | 720 | 744 | 6936.8366 | 6265.5298 | 6936.8366 | 6713.0676 | 6936.8366 | 6713.0676 | 6936.8366 | 6936.8366 | 6713.0676 | 6936.8366 | 6713.0676 | 6936.8366 | 8760 | 81675.6562 | 11.2706
7216 | Ventilation | Supply Fan | AHU-104 | Uniform | 15.0 | [5 empty] | 15.0 | 0.75 | 0.90012 | 0.7965 | 9.3237 | 0.75 | 1 | All Day | 24.0 | 744 | 672 | 744 | 720 | 744 | 720 | 744 | 744 | 720 | 744 | 720 | 744 | 3901.9706 | 3524.3605 | 3901.9706 | 3776.1005 | 3901.9706 | 3776.1005 | 3901.9706 | 3901.9706 | 3776.1005 | 3901.9706 | 3776.1005 | 3901.9706 | 8760 | 45942.5566 | 5.7665
7217 | Ventilation | Supply Fan | AC-107 | Uniform | 15.0 | [5 empty] | 15.0 | 0.75 | 0.90012 | 0.7965 | 9.3237 |  | 1 | All Day | 24.0 | 744 | 672 | 744 | 720 | 744 | 720 | 744 | 744 | 720 | 744 | 720 | 744 | 6936.8366 | 6265.5298 | 6936.8366 | 6713.0676 | 6936.8366 | 6713.0676 | 6936.8366 | 6936.8366 | 6713.0676 | 6936.8366 | 6713.0676 | 6936.8366 | 8760 | 81675.6562 | 10.2515
7218 | Ventilation | Supply Fan | SF-HD-1 | Uniform | 15.0 | [5 empty] | 15.0 | 0.75 | 0.90012 | 0.7965 | 9.3237 | 0.78 | 1 | All Day | 24.0 | 744 | 672 | 744 | 720 | 744 | 720 | 744 | 744 | 720 | 744 | 720 | 744 | 4220.3714 | 3811.9483 | 4220.3714 | 4084.2303 | 4220.3714 | 4084.2303 | 4220.3714 | 4220.3714 | 4084.2303 | 4220.3714 | 4084.2303 | 4220.3714 | 8760 | 49691.4692 | 0.88933
7219 | Ventilation | Return Fan | RF-2 | Uniform | 15.0 | [5 empty] | 15.0 | 0.75 | 0.90012 | 0.7965 | 9.3237 | 0.8 | 1 | All Day | 24.0 | 744 | 672 | 744 | 720 | 744 | 720 | 744 | 744 | 720 | 744 | 720 | 744 | 4439.5754 | 4009.9391 | 4439.5754 | 4296.3633 | 4439.5754 | 4296.3633 | 4439.5754 | 4439.5754 | 4296.3633 | 4439.5754 | 4296.3633 | 4439.5754 | 8760 | 52272.4199 | 0.93552
7220 | Ventilation | Supply Fan | SF-HD-3 | Uniform | 15.0 | [5 empty] | 15.0 | 0.75 | 0.90012 | 0.7965 | 9.3237 | 0.78 | 1 | All Day | 24.0 | 744 | 672 | 744 | 720 | 744 | 720 | 744 | 744 | 720 | 744 | 720 | 744 | 4220.3714 | 3811.9483 | 4220.3714 | 4084.2303 | 4220.3714 | 4084.2303 | 4220.3714 | 4220.3714 | 4084.2303 | 4220.3714 | 4084.2303 | 4220.3714 | 8760 | 49691.4692 | 0.88933
7221 | Ventilation | Return Fan | RF-4 | Uniform | 15.0 | [5 empty] | 15.0 | 0.75 | 0.90012 | 0.7965 | 9.3237 | 0.8 | 1 | All Day | 24.0 | 744 | 672 | 744 | 720 | 744 | 720 | 744 | 744 | 720 | 744 | 720 | 744 | 4439.5754 | 4009.9391 | 4439.5754 | 4296.3633 | 4439.5754 | 4296.3633 | 4439.5754 | 4439.5754 | 4296.3633 | 4439.5754 | 4296.3633 | 4439.5754 | 8760 | 52272.4199 | 0.93552
7222 | Ventilation | Supply Fan | SF-HD-5 | Uniform | 15.0 | [5 empty] | 15.0 | 0.75 | 0.90012 | 0.7965 | 9.3237 | 0.78 | 1 | All Day | 24.0 | 744 | 672 | 744 | 720 | 744 | 720 | 744 | 744 | 720 | 744 | 720 | 744 | 4220.3714 | 3811.9483 | 4220.3714 | 4084.2303 | 4220.3714 | 4084.2303 | 4220.3714 | 4220.3714 | 4084.2303 | 4220.3714 | 4084.2303 | 4220.3714 | 8760 | 49691.4692 | 0.88933
7223 | Ventilation | Return Fan | RF-ER-2 | Uniform | 15.0 | [5 empty] | 15.0 | 0.75 | 0.90012 | 0.7965 | 9.3237 | 1 | 1 | All Day | 24.0 | 744 | 672 | 744 | 720 | 744 | 720 | 744 | 744 | 720 | 744 | 720 | 744 | 6936.8366 | 6265.5298 | 6936.8366 | 6713.0676 | 6936.8366 | 6713.0676 | 6936.8366 | 6936.8366 | 6713.0676 | 6936.8366 | 6713.0676 | 6936.8366 | 8760 | 81675.6562 | 1.4618
7224 | Ventilation | Return Fan | RF-ER-3 | Uniform | 15.0 | [5 empty] | 15.0 | 0.75 | 0.90012 | 0.7965 | 9.3237 | 1 | 1 | All Day | 24.0 | 744 | 672 | 744 | 720 | 744 | 720 | 744 | 744 | 720 | 744 | 720 | 744 | 6936.8366 | 6265.5298 | 6936.8366 | 6713.0676 | 6936.8366 | 6713.0676 | 6936.8366 | 6936.8366 | 6713.0676 | 6936.8366 | 6713.0676 | 6936.8366 | 8760 | 81675.6562 | 1.4618
7225 | Ventilation | Supply Fan | AC0001-VTC | Uniform | 15.0 | [5 empty] | 15.0 | 0.75 | 0.90012 | 0.7965 | 9.3237 |  | 1 | All Day | 24.0 | 744 | 672 | 744 | 720 | 744 | 720 | 744 | 744 | 720 | 744 | 720 | 744 | 1734.2091 | 1566.3824 | 1736.6379 | 1714.0083 | 1805.6919 | 1939.4539 | 2241.844 | 2233.7008 | 1876.2808 | 1742.3708 | 1678.2669 | 1734.2091 | 8760 | 22003.0562 | 1.2313
7226 | Ventilation | Supply Fan | AC00011-VTC | Uniform | 15.0 | [5 empty] | 15.0 | 0.75 | 0.90012 | 0.7965 | 9.3237 |  | 1 | All Day | 24.0 | 744 | 672 | 744 | 720 | 744 | 720 | 744 | 744 | 720 | 744 | 720 | 744 | 6936.8366 | 6265.5298 | 6936.8366 | 6713.0676 | 6936.8366 | 6713.0676 | 6936.8366 | 6936.8366 | 6713.0676 | 6936.8366 | 6713.0676 | 6936.8366 | 8760 | 81675.6562 | 4.5708
7227 | Ventilation | Supply Fan |  | Uniform | 15.0 | [5 empty] | 15.0 | 0.75 | 0.90012 | 0.7965 | 9.3237 | 0.7 | 1 | All Day | 24.0 | 744 | 672 | 744 | 720 | 744 | 720 | 744 | 744 | 720 | 744 | 720 | 744 | 3399.0499 | 3070.1096 | 3399.0499 | 3289.4031 | 3399.0499 | 3289.4031 | 3399.0499 | 3399.0499 | 3289.4031 | 3399.0499 | 3289.4031 | 3399.0499 | 8760 | 40021.0715 | 1.5882
7228 | Ventilation | Supply Fan |  | Uniform | 15.0 | [5 empty] | 15.0 | 0.75 | 0.90012 | 0.7965 | 9.3237 | 0.7 | 1 | All Day | 24.0 | 744 | 672 | 744 | 720 | 744 | 720 | 744 | 744 | 720 | 744 | 720 | 744 | 3399.0499 | 3070.1096 | 3399.0499 | 3289.4031 | 3399.0499 | 3289.4031 | 3399.0499 | 3399.0499 | 3289.4031 | 3399.0499 | 3289.4031 | 3399.0499 | 8760 | 40021.0715 | 1.5882
7229 | Ventilation | Supply Fan | AHU-1 | Uniform | 15.0 | [5 empty] | 15.0 | 0.75 | 0.90012 | 0.7965 | 9.3237 | 1 | 1 | All Day | 24.0 | 744 | 672 | 744 | 720 | 744 | 720 | 744 | 744 | 720 | 744 | 720 | 744 | 6936.8365 | 6265.5298 | 6936.8365 | 6713.0676 | 6936.8365 | 6713.0676 | 6936.8365 | 6936.8365 | 6713.0676 | 6936.8365 | 6713.0676 | 6936.8365 | 8760 | 81675.6562 | 39.8229
7230 | Ventilation | Return Fan | AHU-10 | Uniform | 15.0 | [5 empty] | 15.0 | 0.75 | 0.90012 | 0.7965 | 9.3237 | 0.61 | 1 | AHU-9, 10 | 8.571428571428570 | 265.7143 | 240 | 265.7143 | 257.1429 | 265.7143 | 257.1429 | 265.7143 | 239.1429 | 257.1429 | 265.7143 | 257.1429 | 265.7143 | 921.856 | 832.6442 | 921.856 | 892.1187 | 921.856 | 892.1187 | 921.856 | 829.6704 | 892.1187 | 921.856 | 892.1187 | 921.856 | 3102 | 10761.9257 | 0.25183
7231 | AC system | Chiller Pump | SCHWP | Cooling 1 | 15.0 | 11 | 3 |  | 460.0 |  | 15.0 | 0.75 | 0.90012 | 0.7965 | 9.3237 |  | 1 | All Day | 24.0 | 0 | 0 | 0 | 72 | 297.6 | 432 | 595.2 | 595.2 | 216 | 0 | 0 | 0 | 0 | 0 | 0 | 671.3068 | 2774.7346 | 4027.8406 | 5549.4692 | 5549.4692 | 2013.9203 | 0 | 0 | 0 | 2208 | 20586.7407 | 0.51274
7232 | Data centre AC | CH1 dry chiller | Fan | Uniform | 15.0 |  | 3 |  | 460.0 |  | 15.0 | 0.75 | 0.90012 | 0.7965 | 9.3237 |  | 0.2 | All Day | 24.0 | 148.8 | 134.4 | 148.8 | 144 | 148.8 | 144 | 148.8 | 148.8 | 144 | 148.8 | 144 | 148.8 | 1387.3673 | 1253.106 | 1387.3673 | 1342.6135 | 1387.3673 | 1342.6135 | 1387.3673 | 1387.3673 | 1342.6135 | 1387.3673 | 1342.6135 | 1387.3673 | 1752 | 16335.1312 | 0.40685
7233 | Data centre AC | CH2 dry chiller | Fan | Uniform | 15.0 |  | 3 |  | 460.0 |  | 15.0 | 0.75 | 0.90012 | 0.7965 | 9.3237 |  | 0.2 | All Day | 24.0 | 148.8 | 134.4 | 148.8 | 144 | 148.8 | 144 | 148.8 | 148.8 | 144 | 148.8 | 144 | 148.8 | 1387.3673 | 1253.106 | 1387.3673 | 1342.6135 | 1387.3673 | 1342.6135 | 1387.3673 | 1387.3673 | 1342.6135 | 1387.3673 | 1342.6135 | 1387.3673 | 1752 | 16335.1312 | 0.40685
7234 | Ventilation | Supply fan | RTU 1 | Uniform | 15.0 | [5 empty] | 15.0 | 0.75 | 0.90012 | 0.7965 | 9.3237 |  | 0.4 | All Day | 24.0 | 297.6 | 268.8 | 297.6 | 288 | 297.6 | 288 | 297.6 | 297.6 | 288 | 297.6 | 288 | 297.6 | 2774.7346 | 2506.2119 | 2774.7346 | 2685.2271 | 2774.7346 | 2685.2271 | 2774.7346 | 2774.7346 | 2685.2271 | 2774.7346 | 2685.2271 | 2774.7346 | 3504 | 32670.2625 | 30.3976
7235 | Ventilation | Supply fan | F-3 (AHU-3) | Uniform | 15.0 | [5 empty] | 15.0 | 0.75 | 0.90012 | 0.7965 | 9.3237 | 0.5 | 1 | AHU-3 - Night | 7.5 | 232.5 | 210 | 232.5 | 225 | 232.5 | 225 | 232.5 | 232.5 | 225 | 232.5 | 225 | 232.5 | 541.9404 | 489.4945 | 541.9404 | 524.4584 | 541.9404 | 524.4584 | 541.9404 | 541.9404 | 524.4584 | 541.9404 | 524.4584 | 541.9404 | 2737.5 | 6380.9106 | 0.78872
7236 | Ventilation | Supply fan | F-4 (AHU-4) | Uniform | 15.0 | [5 empty] | 15.0 | 0.75 | 0.90012 | 0.7965 | 9.3237 | 0.9 | 1 | AHU-4 | 15.0 | 465 | 420 | 465 | 450 | 465 | 450 | 465 | 465 | 450 | 465 | 450 | 465 | 3511.7735 | 3171.9245 | 3511.7735 | 3398.4905 | 3511.7735 | 3398.4905 | 3511.7735 | 3511.7735 | 3398.4905 | 3511.7735 | 3398.4905 | 3511.7735 | 5475 | 41348.3009 | 5.1109
7237 | Ventilation | Supply Fan | AH-2 | Uniform | 15.0 | [5 empty] | 15.0 | 0.75 | 0.90012 | 0.7965 | 9.3237 |  | 1 | AHU | 15.0 | 465 | 420 | 465 | 450 | 465 | 450 | 465 | 465 | 450 | 465 | 450 | 465 | 4335.5228 | 3915.9561 | 4335.5228 | 4195.6673 | 4335.5228 | 4195.6673 | 4335.5228 | 4335.5228 | 4195.6673 | 4335.5228 | 4195.6673 | 4335.5228 | 5475 | 51047.2851 | 8.4128
7238 | Ventilation | Supply Fan | AH-3 | Uniform | 15.0 | [5 empty] | 15.0 | 0.75 | 0.90012 | 0.7965 | 9.3237 |  | 1 | AHU | 15.0 | 465 | 420 | 465 | 450 | 465 | 450 | 465 | 465 | 450 | 465 | 450 | 465 | 4335.5228 | 3915.9561 | 4335.5228 | 4195.6673 | 4335.5228 | 4195.6673 | 4335.5228 | 4335.5228 | 4195.6673 | 4335.5228 | 4195.6673 | 4335.5228 | 5475 | 51047.2851 | 8.4128
7239 | Ventilation | Supply Fan | AH-4 | Uniform | 15.0 | [5 empty] | 15.0 | 0.75 | 0.90012 | 0.7965 | 9.3237 |  | 1 | AHU | 15.0 | 465 | 420 | 465 | 450 | 465 | 450 | 465 | 465 | 450 | 465 | 450 | 465 | 4335.5228 | 3915.9561 | 4335.5228 | 4195.6673 | 4335.5228 | 4195.6673 | 4335.5228 | 4335.5228 | 4195.6673 | 4335.5228 | 4195.6673 | 4335.5228 | 5475 | 51047.2851 | 8.4128
7240 | Ventilation | Supply Fan | AH-5 | Uniform | 15.0 | [5 empty] | 15.0 | 0.75 | 0.90012 | 0.7965 | 9.3237 |  | 1 | AHU | 15.0 | 465 | 420 | 465 | 450 | 465 | 450 | 465 | 465 | 450 | 465 | 450 | 465 | 4335.5228 | 3915.9561 | 4335.5228 | 4195.6673 | 4335.5228 | 4195.6673 | 4335.5228 | 4335.5228 | 4195.6673 | 4335.5228 | 4195.6673 | 4335.5228 | 5475 | 51047.2851 | 8.4128
7241 | Ventilation | Supply Fan | AH-2 | Uniform | 15.0 | [5 empty] | 15.0 | 0.75 | 0.90012 | 0.7965 | 9.3237 |  | 1 | AHU | 15.0 | 465 | 420 | 465 | 450 | 465 | 450 | 465 | 465 | 450 | 465 | 450 | 465 | 4335.5228 | 3915.9561 | 4335.5228 | 4195.6673 | 4335.5228 | 4195.6673 | 4335.5228 | 4335.5228 | 4195.6673 | 4335.5228 | 4195.6673 | 4335.5228 | 5475 | 51047.2851 | 13.6475
7242 | Ventilation | Supply Fan | AH-3 | Uniform | 15.0 | [5 empty] | 15.0 | 0.75 | 0.90012 | 0.7965 | 9.3237 |  | 1 | AHU | 15.0 | 465 | 420 | 465 | 450 | 465 | 450 | 465 | 465 | 450 | 465 | 450 | 465 | 4335.5228 | 3915.9561 | 4335.5228 | 4195.6673 | 4335.5228 | 4195.6673 | 4335.5228 | 4335.5228 | 4195.6673 | 4335.5228 | 4195.6673 | 4335.5228 | 5475 | 51047.2851 | 13.6475
7243 | Ventilation | Supply Fan | AH-4 | Uniform | 15.0 | [5 empty] | 15.0 | 0.75 | 0.90012 | 0.7965 | 9.3237 |  | 1 | AHU | 15.0 | 465 | 420 | 465 | 450 | 465 | 450 | 465 | 465 | 450 | 465 | 450 | 465 | 4335.5228 | 3915.9561 | 4335.5228 | 4195.6673 | 4335.5228 | 4195.6673 | 4335.5228 | 4335.5228 | 4195.6673 | 4335.5228 | 4195.6673 | 4335.5228 | 5475 | 51047.2851 | 13.6475
7244 | Ventilation | Exhaust Fan | EF-36 | Uniform | 15.0 | [5 empty] | 15.0 | 0.75 | 0.90012 | 0.7965 | 9.3237 |  | 1 | EF36-37 | 2.5 | 77.5 | 70 | 77.5 | 75 | 77.5 | 75 | 77.5 | 77.5 | 75 | 77.5 | 75 | 77.5 | 722.5871 | 652.6594 | 722.5871 | 699.2779 | 722.5871 | 699.2779 | 722.5871 | 722.5871 | 699.2779 | 722.5871 | 699.2779 | 722.5871 | 912.5 | 8507.8808 | 2.4664
7245 | Ventilation | Exhaust Fan | EF-37 | Uniform | 15.0 | [5 empty] | 15.0 | 0.75 | 0.90012 | 0.7965 | 9.3237 |  | 1 | EF36-37 | 2.5 | 77.5 | 70 | 77.5 | 75 | 77.5 | 75 | 77.5 | 77.5 | 75 | 77.5 | 75 | 77.5 | 722.5871 | 652.6594 | 722.5871 | 699.2779 | 722.5871 | 699.2779 | 722.5871 | 722.5871 | 699.2779 | 722.5871 | 699.2779 | 722.5871 | 912.5 | 8507.8808 | 2.4664
7246 | Ventilation | AHU 9 SF | A9SF | Uniform | 15.0 | [5 empty] | 15.0 | 0.75 | 0.90012 | 0.7965 | 9.3237 |  | 1 | F9 | 10.0 | 310 | 280 | 310 | 300 | 310 | 300 | 310 | 310 | 300 | 310 | 300 | 310 | 2890.3486 | 2610.6374 | 2890.3486 | 2797.1115 | 2890.3486 | 2797.1115 | 2890.3486 | 2890.3486 | 2797.1115 | 2890.3486 | 2797.1115 | 2890.3486 | 3650 | 34031.5234 | 3.6396
7247 | Ventilation | AHU-7 SF | A7SF | Uniform | 15.0 | [5 empty] | 15.0 | 0.75 | 0.90012 | 0.7965 | 9.3237 | 0.75 | 1 | F7 | 13.0 | 403 | 364 | 403 | 390 | 403 | 390 | 403 | 403 | 390 | 403 | 390 | 403 | 2113.5674 | 1909.0286 | 2113.5674 | 2045.3878 | 2113.5674 | 2045.3878 | 2113.5674 | 2113.5674 | 2045.3878 | 2113.5674 | 2045.3878 | 2113.5674 | 4745 | 24885.5515 | 2.6614
7248 | Ventilation | Supply fan | F-4 (AHU-4) | Uniform | 15.0 | [5 empty] | 15.0 | 0.75 | 0.90012 | 0.7965 | 9.3237 | 0.5 | 1 | AHU-4 - Night | 9.0 | 279 | 252 | 279 | 270 | 279 | 270 | 279 | 279 | 270 | 279 | 270 | 279 | 650.3284 | 587.3934 | 650.3284 | 629.3501 | 650.3284 | 629.3501 | 650.3284 | 650.3284 | 629.3501 | 650.3284 | 629.3501 | 650.3284 | 3285 | 7657.0928 | 0.94647
7249 | Pump | Pump | P-12 | CH-1 | 15.0 | [5 empty] | 15.0 | 0.75 | 0.90012 | 0.7965 | 9.3237 |  | 1 | All Day | 24.0 | 0 | 0 | 0 | 0 | 0 | 0 | 0 | 744 | 648 | 0 | 0 | 0 | 0 | 0 | 0 | 0 | 0 | 0 | 0 | 6936.8366 | 6041.7609 | 0 | 0 | 0 | 1392 | 12978.5974 | 0.51504
7250 | Ventilation | Exhaust Fan |  | Uniform | 15.0 | [5 empty] | 15.0 | 0.75 | 0.90012 | 0.7965 | 9.3237 | 1 | 1 | Seabus EF | 19.600000000000000 | 607.6 | 548.8 | 607.6 | 588 | 607.6 | 588 | 607.6 | 607.6 | 588 | 607.6 | 588 | 607.6 | 5665.0832 | 5116.8493 | 5665.0832 | 5482.3386 | 5665.0832 | 5482.3386 | 5665.0832 | 5665.0832 | 5482.3386 | 5665.0832 | 5482.3386 | 5665.0832 | 7154 | 66701.7859 | 9.6364
7251 | Ventilation | Exhaust Fan |  | Uniform | 15.0 | [5 empty] | 15.0 | 0.75 | 0.90012 | 0.7965 | 9.3237 | 1 | 1 | Seabus EF | 19.600000000000000 | 607.6 | 548.8 | 607.6 | 588 | 607.6 | 588 | 607.6 | 607.6 | 588 | 607.6 | 588 | 607.6 | 5665.0832 | 5116.8493 | 5665.0832 | 5482.3386 | 5665.0832 | 5482.3386 | 5665.0832 | 5665.0832 | 5482.3386 | 5665.0832 | 5482.3386 | 5665.0832 | 7154 | 66701.7859 | 9.6364
7252 | Ventilation | AHU-4 RF | A4RF | Uniform | 15.0 | [5 empty] | 15.0 | 0.75 | 0.90012 | 0.7965 | 9.3237 | 0.9 | 1 | NTSB Programming | 14.0 | 434 | 392 | 434 | 420 | 434 | 420 | 434 | 434 | 420 | 434 | 420 | 434 | 3277.6553 | 2960.4628 | 3277.6553 | 3171.9245 | 3277.6553 | 3171.9245 | 3277.6553 | 3277.6553 | 3171.9245 | 3277.6553 | 3171.9245 | 3277.6553 | 5110 | 38591.7475 | 3.7497
7253 | Ventilation | AHU-5 SF | A5SF | Uniform | 15.0 | [5 empty] | 15.0 | 0.75 | 0.90012 | 0.7965 | 9.3237 | 0.85 | 1 | NTSB Programming | 14.0 | 434 | 392 | 434 | 420 | 434 | 420 | 434 | 434 | 420 | 434 | 420 | 434 | 2923.5876 | 2640.6597 | 2923.5876 | 2829.2783 | 2923.5876 | 2829.2783 | 2923.5876 | 2923.5876 | 2829.2783 | 2923.5876 | 2829.2783 | 2923.5876 | 5110 | 34422.8859 | 3.3447
7254 | Ventilation | AHU-6 SF | A6SF | Uniform | 15.0 | [5 empty] | 15.0 | 0.75 | 0.90012 | 0.7965 | 9.3237 | 0.85 | 1 | NTSB Programming | 14.0 | 434 | 392 | 434 | 420 | 434 | 420 | 434 | 434 | 420 | 434 | 420 | 434 | 2923.5876 | 2640.6597 | 2923.5876 | 2829.2783 | 2923.5876 | 2829.2783 | 2923.5876 | 2923.5876 | 2829.2783 | 2923.5876 | 2829.2783 | 2923.5876 | 5110 | 34422.8859 | 3.3447
7255 | Ventilation | AHU-7 SF | A7SF | Uniform | 15.0 | [5 empty] | 15.0 | 0.75 | 0.90012 | 0.7965 | 9.3237 | 1 | 1 | NTSB Programming | 14.0 | 434 | 392 | 434 | 420 | 434 | 420 | 434 | 434 | 420 | 434 | 420 | 434 | 4046.488 | 3654.8924 | 4046.488 | 3915.9561 | 4046.488 | 3915.9561 | 4046.488 | 4046.488 | 3915.9561 | 4046.488 | 3915.9561 | 4046.488 | 5110 | 47644.1328 | 4.6293
7256 | Ventilation | AHU VSD | SF-1 | Uniform | 15.0 | 11.19 |  |  |  |  | 15.0 | 0.75 | 0.90012 | 0.7965 | 9.3237 |  | 1 | SF-1 & SF-2 | 12.850000000000000 | 398.35 | 359.8 | 398.35 | 385.5 | 398.35 | 385.5 | 398.35 | 398.35 | 385.5 | 398.35 | 385.5 | 398.35 | 3714.0979 | 3354.6691 | 3714.0979 | 3594.2883 | 3714.0979 | 3594.2883 | 3714.0979 | 3714.0979 | 3594.2883 | 3714.0979 | 3594.2883 | 3714.0979 | 4690.25 | 43730.5076 | 14.4804
7257 | Ventilation | AHU VSD | SF-2 | Uniform | 15.0 | 11.19 |  |  |  |  | 15.0 | 0.75 | 0.90012 | 0.7965 | 9.3237 |  | 1 | SF-1 & SF-2 | 12.850000000000000 | 398.35 | 359.8 | 398.35 | 385.5 | 398.35 | 385.5 | 398.35 | 398.35 | 385.5 | 398.35 | 385.5 | 398.35 | 3714.0979 | 3354.6691 | 3714.0979 | 3594.2883 | 3714.0979 | 3594.2883 | 3714.0979 | 3714.0979 | 3594.2883 | 3714.0979 | 3594.2883 | 3714.0979 | 4690.25 | 43730.5076 | 14.4804
7258 | Ventilation | Supply Fan | AH-13 OR L5-F-04 | Uniform | 15.0 | [5 empty] | 15.0 | 0.75 | 0.90012 | 0.7965 | 9.3237 | 0.7 | 1 | HA-AH-13 | 8.214285714285710 | 254.6429 | 230 | 254.6429 | 246.4286 | 254.6429 | 246.4286 | 254.6429 | 254.6429 | 246.4286 | 254.6429 | 246.4286 | 229.1786 | 1163.3653 | 1050.7816 | 1163.3653 | 1125.8374 | 1163.3653 | 1125.8374 | 1163.3653 | 1163.3653 | 1125.8374 | 1163.3653 | 1125.8374 | 1047.0288 | 2972.75 | 13581.3516 | 0.65112
7259 | Ventilation | Supply Fan | AHU-8 | Uniform | 15.0 | [5 empty] | 15.0 | 0.75 | 0.90012 | 0.7965 | 9.3237 | 1 | 1 | AHU-8 | 10.357142857142900 | 321.0714 | 290 | 321.0714 | 310.7143 | 321.0714 | 310.7143 | 321.0714 | 288.9643 | 310.7143 | 321.0714 | 310.7143 | 321.0714 | 2993.5753 | 2703.8745 | 2993.5753 | 2897.0084 | 2993.5753 | 2897.0084 | 2993.5753 | 2694.2178 | 2897.0084 | 2993.5753 | 2897.0084 | 2993.5753 | 3748.25 | 34947.5774 | 0.81778
7260 | Ventilation | Supply Fan | AHU-1 | Uniform | 15.0 | [5 empty] | 15.0 | 0.75 | 0.90012 | 0.7965 | 9.3237 |  | 1 | AHU-1 | 18.5 | 573.5 | 518 | 573.5 | 555 | 573.5 | 555 | 573.5 | 573.5 | 555 | 573.5 | 555 | 573.5 | 5347.1448 | 4829.6792 | 5347.1448 | 5174.6563 | 5347.1448 | 5174.6563 | 5347.1448 | 5347.1448 | 5174.6563 | 5347.1448 | 5174.6563 | 5347.1448 | 6752.5 | 62958.3183 | 14.7422
7261 | Ventilation | AHU-106 SF 106 | SF-106 | Uniform | 15.0 | [5 empty] | 15.0 | 0.75 | 0.90012 | 0.7965 | 9.3237 | 1 | 1 | AHU-106 | 20.7 | 641.7 | 579.6 | 641.7 | 621 | 641.7 | 621 | 641.7 | 641.7 | 621 | 641.7 | 621 | 641.7 | 5983.0215 | 5404.0194 | 5983.0215 | 5790.0208 | 5983.0215 | 5790.0208 | 5983.0215 | 5983.0215 | 5790.0208 | 5983.0215 | 5790.0208 | 5983.0215 | 7555.5 | 70445.2534 | 1.4098
7262 | Ventilation | Supply fan | F-3 (AHU-3) | Uniform | 15.0 | [5 empty] | 15.0 | 0.75 | 0.90012 | 0.7965 | 9.3237 | 0.9 | 1 | AHU-3 | 16.5 | 511.5 | 462 | 511.5 | 495 | 511.5 | 495 | 511.5 | 511.5 | 495 | 511.5 | 495 | 511.5 | 3862.9509 | 3489.1169 | 3862.9509 | 3738.3395 | 3862.9509 | 3738.3395 | 3862.9509 | 3862.9509 | 3738.3395 | 3862.9509 | 3738.3395 | 3862.9509 | 6022.5 | 45483.131 | 5.622
7263 | Ventilation | Supply Fan | AHU-1 | Uniform | 15.0 | [5 empty] | 15.0 | 0.75 | 0.90012 | 0.7965 | 9.3237 | 1 | 1 | AHU-1 | 12.5 | 387.5 | 350 | 387.5 | 375 | 387.5 | 375 | 387.5 | 387.5 | 375 | 387.5 | 375 | 387.5 | 3757.4531 | 3393.8286 | 3757.4531 | 3636.245 | 3757.4531 | 3636.245 | 3757.4531 | 3757.4531 | 3636.245 | 3757.4531 | 3636.245 | 3757.4531 | 4562.5 | 44240.9804 | 7.3582
7264 | Ventilation | AHU-5 SF | A5SF | Uniform | 15.0 | [5 empty] | 15.0 | 0.75 | 0.90012 | 0.7965 | 9.3237 | 0.75 | 1 | F5 | 12.75 | 395.25 | 357 | 395.25 | 382.5 | 395.25 | 382.5 | 395.25 | 395.25 | 382.5 | 395.25 | 382.5 | 395.25 | 2072.9219 | 1872.3165 | 2072.9219 | 2006.0534 | 2072.9219 | 2006.0534 | 2072.9219 | 2072.9219 | 2006.0534 | 2072.9219 | 2006.0534 | 2072.9219 | 4653.75 | 24406.9832 | 2.6103
7265 | Ventilation | AHU-6 SF | A6SF | Uniform | 15.0 | [5 empty] | 15.0 | 0.75 | 0.90012 | 0.7965 | 9.3237 | 0.75 | 1 | F6 | 12.75 | 395.25 | 357 | 395.25 | 382.5 | 395.25 | 382.5 | 395.25 | 395.25 | 382.5 | 395.25 | 382.5 | 395.25 | 2072.9219 | 1872.3165 | 2072.9219 | 2006.0534 | 2072.9219 | 2006.0534 | 2072.9219 | 2072.9219 | 2006.0534 | 2072.9219 | 2006.0534 | 2072.9219 | 4653.75 | 24406.9832 | 2.6103
7266 | Ventilation | AHU-4 RF | A4RF | Uniform | 15.0 | [5 empty] | 15.0 | 0.75 | 0.90012 | 0.7965 | 9.3237 | 0.75 | 1 | F4 | 16.75 | 519.25 | 469 | 519.25 | 502.5 | 519.25 | 502.5 | 519.25 | 519.25 | 502.5 | 519.25 | 502.5 | 519.25 | 2723.2503 | 2459.7099 | 2723.2503 | 2635.4035 | 2723.2503 | 2635.4035 | 2723.2503 | 2723.2503 | 2635.4035 | 2723.2503 | 2635.4035 | 2723.2503 | 6113.75 | 32064.076 | 3.4292
7267 | Ventilation | Air Handling Unit | AH-1 | Uniform | 15.0 | [5 empty] | 15.0 | 0.75 | 0.90012 | 0.7965 | 9.3237 | 1 | 1 | AH-1 | 9.028571429 | 279.8857 | 252.8 | 279.8857 | 270.8571 | 279.8857 | 270.8571 | 279.8857 | 279.8857 | 270.8571 | 279.8857 | 270.8571 | 279.8857 | 2609.5718 | 2357.0326 | 2609.5718 | 2525.3921 | 2609.5718 | 2525.3921 | 2609.5718 | 2609.5718 | 2525.3921 | 2609.5718 | 2525.3921 | 2609.5718 | 3295.4286 | 30725.604 | 3.7844
7268 | Ventilation | AHU-202 EF 202A | EAX-202A | Uniform | 15.0 | [5 empty] | 15.0 | 0.75 | 0.90012 | 0.7965 | 9.3237 |  | 1 | AHU-202/3/4 | 21.72244897959180 | 673.3959 | 608.2286 | 673.3959 | 651.6735 | 673.3959 | 651.6735 | 673.3959 | 673.3959 | 651.6735 | 673.3959 | 651.6735 | 673.3959 | 6278.5449 | 5670.9438 | 6278.5449 | 6076.0112 | 6278.5449 | 6076.0112 | 6278.5449 | 6278.5449 | 6076.0112 | 6278.5449 | 6076.0112 | 6278.5449 | 7928.6939 | 73924.8031 | 1.4794
7269 | Ventilation | Fan | F-1 | Uniform | 15.0 | [5 empty] | 15.0 | 0.75 | 0.90012 | 0.7965 | 9.3237 |  | 0.05 | All Day | 24.0 | 37.2 | 33.6 | 37.2 | 36 | 37.2 | 36 | 37.2 | 37.2 | 36 | 37.2 | 36 | 33.48 | 346.8418 | 313.2765 | 346.8418 | 335.6534 | 346.8418 | 335.6534 | 346.8418 | 346.8418 | 335.6534 | 346.8418 | 335.6534 | 312.1576 | 434.28 | 4049.0986 | 0.19412
7270 | Ventilation | Fan | F-2 | Uniform | 15.0 | [5 empty] | 15.0 | 0.75 | 0.90012 | 0.7965 | 9.3237 |  | 0.05 | All Day | 24.0 | 37.2 | 33.6 | 37.2 | 36 | 37.2 | 36 | 37.2 | 37.2 | 36 | 37.2 | 36 | 33.48 | 346.8418 | 313.2765 | 346.8418 | 335.6534 | 346.8418 | 335.6534 | 346.8418 | 346.8418 | 335.6534 | 346.8418 | 335.6534 | 312.1576 | 434.28 | 4049.0986 | 0.19412
7271 | Ventilation | Fan | F-3 | Uniform | 15.0 | [5 empty] | 15.0 | 0.75 | 0.90012 | 0.7965 | 9.3237 |  | 0.05 | All Day | 24.0 | 37.2 | 33.6 | 37.2 | 36 | 37.2 | 36 | 37.2 | 37.2 | 36 | 37.2 | 36 | 33.48 | 346.8418 | 313.2765 | 346.8418 | 335.6534 | 346.8418 | 335.6534 | 346.8418 | 346.8418 | 335.6534 | 346.8418 | 335.6534 | 312.1576 | 434.28 | 4049.0986 | 0.19412
7272 | Ventilation | Fan | F-4 | Uniform | 15.0 | [5 empty] | 15.0 | 0.75 | 0.90012 | 0.7965 | 9.3237 |  | 0.05 | All Day | 24.0 | 37.2 | 33.6 | 37.2 | 36 | 37.2 | 36 | 37.2 | 37.2 | 36 | 37.2 | 36 | 33.48 | 346.8418 | 313.2765 | 346.8418 | 335.6534 | 346.8418 | 335.6534 | 346.8418 | 346.8418 | 335.6534 | 346.8418 | 335.6534 | 312.1576 | 434.28 | 4049.0986 | 0.19412
7273 | Pump | CH#2 Primary Pump | PM06 | Cooling 1 | 15.0 | [5 empty] | 15.0 | 0.75 | 0.90012 | 0.7965 | 9.3237 |  | 0.05 | All Day | 24.0 | 0 | 0 | 0 | 7.2 | 22.32 | 28.8 | 37.2 | 37.2 | 25.2 | 3.72 | 0 | 0 | 0 | 0 | 0 | 67.1307 | 208.1051 | 268.5227 | 346.8418 | 346.8418 | 234.9574 | 34.6842 | 0 | 0 | 161.64 | 1507.0837 | 0.030161
7274 | AC system | Cooling Tower Fan |  | CH-2 | 15.0 | [5 empty] | 15.0 | 0.75 | 0.90012 | 0.7965 | 9.3237 |  | 0.8 | All Day | 24.0 | 595.2 | 376.32 | 416.64 | 403.2 | 297.6 | 115.2 | 119.04 | 119.04 | 172.8 | 297.6 | 518.4 | 595.2 | 5549.4692 | 3508.6967 | 3884.6285 | 3759.3179 | 2774.7346 | 1074.0908 | 1109.8938 | 1109.8938 | 1611.1362 | 2774.7346 | 4833.4087 | 5549.4692 | 4026.24 | 37539.4742 | 1.4897
7275 | AC system | Cooling Tower Fan |  | Cooling 1 | 15.0 | [5 empty] | 15.0 | 0.75 | 0.90012 | 0.7965 | 9.3237 |  | 1 | Occupied | 13.428571428571400 | 0 | 0 | 0 | 0 | 124.8857 | 282 | 291.4 | 333.0286 | 402.8571 | 166.5143 | 0 | 0 | 0 | 0 | 0 | 0 | 1164.3976 | 2629.2848 | 2716.9276 | 3105.0602 | 3756.1212 | 1552.5301 | 0 | 0 | 1600.6857 | 14924.3215 | 2.7264
7276 | Ventilation | Return Fan | AHU-1 | Uniform | 15.0 | [5 empty] | 15.0 | 0.75 | 0.90012 | 0.7965 | 9.3237 | 0.67 | 1 | AHU-1 | 18.785714285714300 | 582.3571 | 526 | 582.3571 | 563.5714 | 582.3571 | 563.5714 | 582.3571 | 582.3571 | 563.5714 | 582.3571 | 563.5714 | 582.3571 | 2437.4041 | 2201.5263 | 2437.4041 | 2358.7782 | 2437.4041 | 2358.7782 | 2437.4041 | 2437.4041 | 2358.7782 | 2437.4041 | 2358.7782 | 2437.4041 | 6856.7857 | 28698.4677 | 27.18
7277 | Ventilation | AHU-401 SF 401 | SF-401 | Uniform | 15.0 | [5 empty] | 15.0 | 0.75 | 0.90012 | 0.7965 | 9.3237 |  | 1 | AHU-401 | 9.142857142857140 | 283.4286 | 256 | 283.4286 | 274.2857 | 283.4286 | 274.2857 | 283.4286 | 283.4286 | 274.2857 | 283.4286 | 274.2857 | 283.4286 | 2642.6044 | 2386.8685 | 2642.6044 | 2557.3591 | 2642.6044 | 2557.3591 | 2642.6044 | 2642.6044 | 2557.3591 | 2642.6044 | 2557.3591 | 2642.6044 | 3337.1429 | 31114.5357 | 0.62268
7278 | Ventilation | AHU 9 SF | A9SF | Uniform | 15.0 | [5 empty] | 15.0 | 0.75 | 0.90012 | 0.7965 | 9.3237 |  | 1 | F9 | 7.142857142857140 | 221.4286 | 200 | 221.4286 | 214.2857 | 221.4286 | 214.2857 | 221.4286 | 221.4286 | 214.2857 | 221.4286 | 214.2857 | 221.4286 | 2064.5347 | 1864.741 | 2064.5347 | 1997.9368 | 2064.5347 | 1997.9368 | 2064.5347 | 2064.5347 | 1997.9368 | 2064.5347 | 1997.9368 | 2064.5347 | 2607.1429 | 24308.231 | 2.3619
7279 | Pump | Pump | CP-1 | Heating 1 | 15.0 | [5 empty] | 15.0 | 0.75 | 0.90012 | 0.7965 | 9.3237 |  | 0.5 | All Day | 24.0 | 372 | 336 | 372 | 324 | 297.6 | 9 | 0 | 0 | 72 | 297.6 | 360 | 372 | 3468.4183 | 3132.7649 | 3468.4183 | 3020.8804 | 2774.7346 | 83.9133 | 0 | 0 | 671.3068 | 2774.7346 | 3356.5338 | 3468.4183 | 2812.2 | 26220.1233 | 0.85908
7280 | Pump | Pump | CP-2 | Heating 1 | 15.0 | [5 empty] | 15.0 | 0.75 | 0.90012 | 0.7965 | 9.3237 |  | 0.5 | All Day | 24.0 | 372 | 336 | 372 | 324 | 297.6 | 9 | 0 | 0 | 72 | 297.6 | 360 | 372 | 3468.4183 | 3132.7649 | 3468.4183 | 3020.8804 | 2774.7346 | 83.9133 | 0 | 0 | 671.3068 | 2774.7346 | 3356.5338 | 3468.4183 | 2812.2 | 26220.1233 | 0.85908
7281 | Pump | Pump | P-1 | Cooling 1 | 15.0 | [5 empty] | 15.0 | 0.75 | 0.90012 | 0.7965 | 9.3237 |  | 1 | CHW System | 8.314285714285720 | 0 | 23.28 | 25.7743 | 74.8286 | 77.3229 | 74.8286 | 257.7429 | 206.1943 | 249.4286 | 77.3229 | 24.9429 | 0 | 0 | 217.0559 | 240.3118 | 697.6795 | 720.9355 | 697.6795 | 2403.1184 | 1922.4947 | 2325.5984 | 720.9355 | 232.5598 | 0 | 1091.6657 | 10178.3691 | 1.2536
7282 | Pump | Pump | P-2 | Cooling 1 | 15.0 | [5 empty] | 15.0 | 0.75 | 0.90012 | 0.7965 | 9.3237 |  | 1 | CHW System | 8.314285714285720 | 0 | 23.28 | 25.7743 | 74.8286 | 77.3229 | 74.8286 | 257.7429 | 206.1943 | 249.4286 | 77.3229 | 24.9429 | 0 | 0 | 217.0559 | 240.3118 | 697.6795 | 720.9355 | 697.6795 | 2403.1184 | 1922.4947 | 2325.5984 | 720.9355 | 232.5598 | 0 | 1091.6657 | 10178.3691 | 1.2536
7283 | Ventilation | Supply Fan | F-2 | Uniform | 15.0 | [5 empty] | 15.0 | 0.75 | 0.90012 | 0.7965 | 9.3237 |  | 1 | Floor Fans | 8.928571428571430 | 276.7857 | 250 | 276.7857 | 267.8571 | 276.7857 | 267.8571 | 276.7857 | 276.7857 | 267.8571 | 276.7857 | 267.8571 | 276.7857 | 522.5853 | 582.7316 | 929.0406 | 1404.7993 | 1864.5329 | 2497.421 | 2580.6684 | 2580.6684 | 2022.911 | 1264.5275 | 899.0716 | 522.5853 | 3258.9286 | 17671.5428 | 3.8068
7284 | Ventilation | Supply Fan | F-3 | Uniform | 15.0 | [5 empty] | 15.0 | 0.75 | 0.90012 | 0.7965 | 9.3237 |  | 1 | Floor Fans | 8.928571428571430 | 276.7857 | 250 | 276.7857 | 267.8571 | 276.7857 | 267.8571 | 276.7857 | 276.7857 | 267.8571 | 276.7857 | 267.8571 | 276.7857 | 522.5853 | 582.7316 | 929.0406 | 1404.7993 | 1864.5329 | 2497.421 | 2580.6684 | 2580.6684 | 2022.911 | 1264.5275 | 899.0716 | 522.5853 | 3258.9286 | 17671.5428 | 3.8068
7285 | Ventilation | Supply Fan | F-4 | Uniform | 15.0 | [5 empty] | 15.0 | 0.75 | 0.90012 | 0.7965 | 9.3237 |  | 1 | Floor Fans | 8.928571428571430 | 276.7857 | 250 | 276.7857 | 267.8571 | 276.7857 | 267.8571 | 276.7857 | 276.7857 | 267.8571 | 276.7857 | 267.8571 | 276.7857 | 522.5853 | 582.7316 | 929.0406 | 1404.7993 | 1864.5329 | 2497.421 | 2580.6684 | 2580.6684 | 2022.911 | 1264.5275 | 899.0716 | 522.5853 | 3258.9286 | 17671.5428 | 3.8068
7286 | Ventilation | Supply Fan | F-5 | Uniform | 15.0 | [5 empty] | 15.0 | 0.75 | 0.90012 | 0.7965 | 9.3237 |  | 1 | Floor Fans | 8.928571428571430 | 276.7857 | 250 | 276.7857 | 267.8571 | 276.7857 | 267.8571 | 276.7857 | 276.7857 | 267.8571 | 276.7857 | 267.8571 | 276.7857 | 522.5853 | 582.7316 | 929.0406 | 1404.7993 | 1864.5329 | 2497.421 | 2580.6684 | 2580.6684 | 2022.911 | 1264.5275 | 899.0716 | 522.5853 | 3258.9286 | 17671.5428 | 3.8068
7287 | Ventilation | Supply Fan | F-6 | Uniform | 15.0 | [5 empty] | 15.0 | 0.75 | 0.90012 | 0.7965 | 9.3237 |  | 1 | Floor Fans | 8.928571428571430 | 276.7857 | 250 | 276.7857 | 267.8571 | 276.7857 | 267.8571 | 276.7857 | 276.7857 | 267.8571 | 276.7857 | 267.8571 | 276.7857 | 522.5853 | 582.7316 | 929.0406 | 1404.7993 | 1864.5329 | 2497.421 | 2580.6684 | 2580.6684 | 2022.911 | 1264.5275 | 899.0716 | 522.5853 | 3258.9286 | 17671.5428 | 3.8068
7288 | Ventilation | Supply Fan | F-7 | Uniform | 15.0 | [5 empty] | 15.0 | 0.75 | 0.90012 | 0.7965 | 9.3237 |  | 1 | Floor Fans | 8.928571428571430 | 276.7857 | 250 | 276.7857 | 267.8571 | 276.7857 | 267.8571 | 276.7857 | 276.7857 | 267.8571 | 276.7857 | 267.8571 | 276.7857 | 522.5853 | 582.7316 | 929.0406 | 1404.7993 | 1864.5329 | 2497.421 | 2580.6684 | 2580.6684 | 2022.911 | 1264.5275 | 899.0716 | 522.5853 | 3258.9286 | 17671.5428 | 3.8068
7289 | Ventilation | Supply Fan | F-8 | Uniform | 15.0 | [5 empty] | 15.0 | 0.75 | 0.90012 | 0.7965 | 9.3237 |  | 1 | Floor Fans | 8.928571428571430 | 276.7857 | 250 | 276.7857 | 267.8571 | 276.7857 | 267.8571 | 276.7857 | 276.7857 | 267.8571 | 276.7857 | 267.8571 | 276.7857 | 522.5853 | 582.7316 | 929.0406 | 1404.7993 | 1864.5329 | 2497.421 | 2580.6684 | 2580.6684 | 2022.911 | 1264.5275 | 899.0716 | 522.5853 | 3258.9286 | 17671.5428 | 3.8068
7290 | Ventilation | Supply Fan | F-9 | Uniform | 15.0 | [5 empty] | 15.0 | 0.75 | 0.90012 | 0.7965 | 9.3237 |  | 1 | Floor Fans | 8.928571428571430 | 276.7857 | 250 | 276.7857 | 267.8571 | 276.7857 | 267.8571 | 276.7857 | 276.7857 | 267.8571 | 276.7857 | 267.8571 | 276.7857 | 522.5853 | 582.7316 | 929.0406 | 1404.7993 | 1864.5329 | 2497.421 | 2580.6684 | 2580.6684 | 2022.911 | 1264.5275 | 899.0716 | 522.5853 | 3258.9286 | 17671.5428 | 3.8068
7291 | Ventilation | Supply Fan | F-10 | Uniform | 15.0 | [5 empty] | 15.0 | 0.75 | 0.90012 | 0.7965 | 9.3237 |  | 1 | Floor Fans | 8.928571428571430 | 276.7857 | 250 | 276.7857 | 267.8571 | 276.7857 | 267.8571 | 276.7857 | 276.7857 | 267.8571 | 276.7857 | 267.8571 | 276.7857 | 522.5853 | 582.7316 | 929.0406 | 1404.7993 | 1864.5329 | 2497.421 | 2580.6684 | 2580.6684 | 2022.911 | 1264.5275 | 899.0716 | 522.5853 | 3258.9286 | 17671.5428 | 3.8068
7292 | Ventilation | Supply Fan | F-11 | Uniform | 15.0 | [5 empty] | 15.0 | 0.75 | 0.90012 | 0.7965 | 9.3237 |  | 1 | Floor Fans | 8.928571428571430 | 276.7857 | 250 | 276.7857 | 267.8571 | 276.7857 | 267.8571 | 276.7857 | 276.7857 | 267.8571 | 276.7857 | 267.8571 | 276.7857 | 522.5853 | 582.7316 | 929.0406 | 1404.7993 | 1864.5329 | 2497.421 | 2580.6684 | 2580.6684 | 2022.911 | 1264.5275 | 899.0716 | 522.5853 | 3258.9286 | 17671.5428 | 3.8068
7293 | Ventilation | Supply Fan | F-12 | Uniform | 15.0 | [5 empty] | 15.0 | 0.75 | 0.90012 | 0.7965 | 9.3237 |  | 1 | Floor Fans | 8.928571428571430 | 276.7857 | 250 | 276.7857 | 267.8571 | 276.7857 | 267.8571 | 276.7857 | 276.7857 | 267.8571 | 276.7857 | 267.8571 | 276.7857 | 522.5853 | 582.7316 | 929.0406 | 1404.7993 | 1864.5329 | 2497.421 | 2580.6684 | 2580.6684 | 2022.911 | 1264.5275 | 899.0716 | 522.5853 | 3258.9286 | 17671.5428 | 3.8068
7294 | Ventilation | Supply Fan | F-14 | Uniform | 15.0 | [5 empty] | 15.0 | 0.75 | 0.90012 | 0.7965 | 9.3237 |  | 1 | Floor Fans | 8.928571428571430 | 276.7857 | 250 | 276.7857 | 267.8571 | 276.7857 | 267.8571 | 276.7857 | 276.7857 | 267.8571 | 276.7857 | 267.8571 | 276.7857 | 522.5853 | 582.7316 | 929.0406 | 1404.7993 | 1864.5329 | 2497.421 | 2580.6684 | 2580.6684 | 2022.911 | 1264.5275 | 899.0716 | 522.5853 | 3258.9286 | 17671.5428 | 3.8068
7295 | Ventilation | Supply Fan | F-15 | Uniform | 15.0 | [5 empty] | 15.0 | 0.75 | 0.90012 | 0.7965 | 9.3237 |  | 1 | Floor Fans | 8.928571428571430 | 276.7857 | 250 | 276.7857 | 267.8571 | 276.7857 | 267.8571 | 276.7857 | 276.7857 | 267.8571 | 276.7857 | 267.8571 | 276.7857 | 522.5853 | 582.7316 | 929.0406 | 1404.7993 | 1864.5329 | 2497.421 | 2580.6684 | 2580.6684 | 2022.911 | 1264.5275 | 899.0716 | 522.5853 | 3258.9286 | 17671.5428 | 3.8068
7296 | Ventilation | Supply Fan | F-16 | Uniform | 15.0 | [5 empty] | 15.0 | 0.75 | 0.90012 | 0.7965 | 9.3237 |  | 1 | Floor Fans | 8.928571428571430 | 276.7857 | 250 | 276.7857 | 267.8571 | 276.7857 | 267.8571 | 276.7857 | 276.7857 | 267.8571 | 276.7857 | 267.8571 | 276.7857 | 522.5853 | 582.7316 | 929.0406 | 1404.7993 | 1864.5329 | 2497.421 | 2580.6684 | 2580.6684 | 2022.911 | 1264.5275 | 899.0716 | 522.5853 | 3258.9286 | 17671.5428 | 3.8068
7297 | Ventilation | Supply Fan | F-17 | Uniform | 15.0 | [5 empty] | 15.0 | 0.75 | 0.90012 | 0.7965 | 9.3237 |  | 1 | Floor Fans | 8.928571428571430 | 276.7857 | 250 | 276.7857 | 267.8571 | 276.7857 | 267.8571 | 276.7857 | 276.7857 | 267.8571 | 276.7857 | 267.8571 | 276.7857 | 522.5853 | 582.7316 | 929.0406 | 1404.7993 | 1864.5329 | 2497.421 | 2580.6684 | 2580.6684 | 2022.911 | 1264.5275 | 899.0716 | 522.5853 | 3258.9286 | 17671.5428 | 3.8068
7298 | Ventilation | Supply Fan | F-2 | Uniform | 15.0 | [5 empty] | 15.0 | 0.75 | 0.90012 | 0.7965 | 9.3237 |  | 1 | Floor Fans | 8.928571428571430 | 276.7857 | 250 | 276.7857 | 267.8571 | 276.7857 | 267.8571 | 276.7857 | 276.7857 | 267.8571 | 276.7857 | 267.8571 | 276.7857 | 522.5853 | 582.7316 | 929.0406 | 1404.7993 | 1864.5329 | 2497.421 | 2580.6684 | 2580.6684 | 2022.911 | 1264.5275 | 899.0716 | 522.5853 | 3258.9286 | 17671.5428 | 3.8338
7299 | Ventilation | Supply Fan | F-3 | Uniform | 15.0 | [5 empty] | 15.0 | 0.75 | 0.90012 | 0.7965 | 9.3237 |  | 1 | Floor Fans | 8.928571428571430 | 276.7857 | 250 | 276.7857 | 267.8571 | 276.7857 | 267.8571 | 276.7857 | 276.7857 | 267.8571 | 276.7857 | 267.8571 | 276.7857 | 522.5853 | 582.7316 | 929.0406 | 1404.7993 | 1864.5329 | 2497.421 | 2580.6684 | 2580.6684 | 2022.911 | 1264.5275 | 899.0716 | 522.5853 | 3258.9286 | 17671.5428 | 3.8338
7300 | Ventilation | Supply Fan | F-4 | Uniform | 15.0 | [5 empty] | 15.0 | 0.75 | 0.90012 | 0.7965 | 9.3237 |  | 1 | Floor Fans | 8.928571428571430 | 276.7857 | 250 | 276.7857 | 267.8571 | 276.7857 | 267.8571 | 276.7857 | 276.7857 | 267.8571 | 276.7857 | 267.8571 | 276.7857 | 522.5853 | 582.7316 | 929.0406 | 1404.7993 | 1864.5329 | 2497.421 | 2580.6684 | 2580.6684 | 2022.911 | 1264.5275 | 899.0716 | 522.5853 | 3258.9286 | 17671.5428 | 3.8338
7301 | Ventilation | Supply Fan | F-5 | Uniform | 15.0 | [5 empty] | 15.0 | 0.75 | 0.90012 | 0.7965 | 9.3237 |  | 1 | Floor Fans | 8.928571428571430 | 276.7857 | 250 | 276.7857 | 267.8571 | 276.7857 | 267.8571 | 276.7857 | 276.7857 | 267.8571 | 276.7857 | 267.8571 | 276.7857 | 522.5853 | 582.7316 | 929.0406 | 1404.7993 | 1864.5329 | 2497.421 | 2580.6684 | 2580.6684 | 2022.911 | 1264.5275 | 899.0716 | 522.5853 | 3258.9286 | 17671.5428 | 3.8338
7302 | Ventilation | Supply Fan | F-6 | Uniform | 15.0 | [5 empty] | 15.0 | 0.75 | 0.90012 | 0.7965 | 9.3237 |  | 1 | Floor Fans | 8.928571428571430 | 276.7857 | 250 | 276.7857 | 267.8571 | 276.7857 | 267.8571 | 276.7857 | 276.7857 | 267.8571 | 276.7857 | 267.8571 | 276.7857 | 522.5853 | 582.7316 | 929.0406 | 1404.7993 | 1864.5329 | 2497.421 | 2580.6684 | 2580.6684 | 2022.911 | 1264.5275 | 899.0716 | 522.5853 | 3258.9286 | 17671.5428 | 3.8338
7303 | Ventilation | Supply Fan | F-7 | Uniform | 15.0 | [5 empty] | 15.0 | 0.75 | 0.90012 | 0.7965 | 9.3237 |  | 1 | Floor Fans | 8.928571428571430 | 276.7857 | 250 | 276.7857 | 267.8571 | 276.7857 | 267.8571 | 276.7857 | 276.7857 | 267.8571 | 276.7857 | 267.8571 | 276.7857 | 522.5853 | 582.7316 | 929.0406 | 1404.7993 | 1864.5329 | 2497.421 | 2580.6684 | 2580.6684 | 2022.911 | 1264.5275 | 899.0716 | 522.5853 | 3258.9286 | 17671.5428 | 3.8338
7304 | Ventilation | Supply Fan | F-8 | Uniform | 15.0 | [5 empty] | 15.0 | 0.75 | 0.90012 | 0.7965 | 9.3237 |  | 1 | Floor Fans | 8.928571428571430 | 276.7857 | 250 | 276.7857 | 267.8571 | 276.7857 | 267.8571 | 276.7857 | 276.7857 | 267.8571 | 276.7857 | 267.8571 | 276.7857 | 522.5853 | 582.7316 | 929.0406 | 1404.7993 | 1864.5329 | 2497.421 | 2580.6684 | 2580.6684 | 2022.911 | 1264.5275 | 899.0716 | 522.5853 | 3258.9286 | 17671.5428 | 3.8338
7305 | Ventilation | Supply Fan | F-9 | Uniform | 15.0 | [5 empty] | 15.0 | 0.75 | 0.90012 | 0.7965 | 9.3237 |  | 1 | Floor Fans | 8.928571428571430 | 276.7857 | 250 | 276.7857 | 267.8571 | 276.7857 | 267.8571 | 276.7857 | 276.7857 | 267.8571 | 276.7857 | 267.8571 | 276.7857 | 522.5853 | 582.7316 | 929.0406 | 1404.7993 | 1864.5329 | 2497.421 | 2580.6684 | 2580.6684 | 2022.911 | 1264.5275 | 899.0716 | 522.5853 | 3258.9286 | 17671.5428 | 3.8338
7306 | Ventilation | Supply Fan | F-10 | Uniform | 15.0 | [5 empty] | 15.0 | 0.75 | 0.90012 | 0.7965 | 9.3237 |  | 1 | Floor Fans | 8.928571428571430 | 276.7857 | 250 | 276.7857 | 267.8571 | 276.7857 | 267.8571 | 276.7857 | 276.7857 | 267.8571 | 276.7857 | 267.8571 | 276.7857 | 522.5853 | 582.7316 | 929.0406 | 1404.7993 | 1864.5329 | 2497.421 | 2580.6684 | 2580.6684 | 2022.911 | 1264.5275 | 899.0716 | 522.5853 | 3258.9286 | 17671.5428 | 3.8338
7307 | Ventilation | Supply Fan | F-11 | Uniform | 15.0 | [5 empty] | 15.0 | 0.75 | 0.90012 | 0.7965 | 9.3237 |  | 1 | Floor Fans | 8.928571428571430 | 276.7857 | 250 | 276.7857 | 267.8571 | 276.7857 | 267.8571 | 276.7857 | 276.7857 | 267.8571 | 276.7857 | 267.8571 | 276.7857 | 522.5853 | 582.7316 | 929.0406 | 1404.7993 | 1864.5329 | 2497.421 | 2580.6684 | 2580.6684 | 2022.911 | 1264.5275 | 899.0716 | 522.5853 | 3258.9286 | 17671.5428 | 3.8338
7308 | Ventilation | Supply Fan | F-12 | Uniform | 15.0 | [5 empty] | 15.0 | 0.75 | 0.90012 | 0.7965 | 9.3237 |  | 1 | Floor Fans | 8.928571428571430 | 276.7857 | 250 | 276.7857 | 267.8571 | 276.7857 | 267.8571 | 276.7857 | 276.7857 | 267.8571 | 276.7857 | 267.8571 | 276.7857 | 522.5853 | 582.7316 | 929.0406 | 1404.7993 | 1864.5329 | 2497.421 | 2580.6684 | 2580.6684 | 2022.911 | 1264.5275 | 899.0716 | 522.5853 | 3258.9286 | 17671.5428 | 3.8338
7309 | Ventilation | Supply Fan | F-14 | Uniform | 15.0 | [5 empty] | 15.0 | 0.75 | 0.90012 | 0.7965 | 9.3237 |  | 1 | Floor Fans | 8.928571428571430 | 276.7857 | 250 | 276.7857 | 267.8571 | 276.7857 | 267.8571 | 276.7857 | 276.7857 | 267.8571 | 276.7857 | 267.8571 | 276.7857 | 522.5853 | 582.7316 | 929.0406 | 1404.7993 | 1864.5329 | 2497.421 | 2580.6684 | 2580.6684 | 2022.911 | 1264.5275 | 899.0716 | 522.5853 | 3258.9286 | 17671.5428 | 3.8338
7310 | Ventilation | Supply Fan | F-15 | Uniform | 15.0 | [5 empty] | 15.0 | 0.75 | 0.90012 | 0.7965 | 9.3237 |  | 1 | Floor Fans | 8.928571428571430 | 276.7857 | 250 | 276.7857 | 267.8571 | 276.7857 | 267.8571 | 276.7857 | 276.7857 | 267.8571 | 276.7857 | 267.8571 | 276.7857 | 522.5853 | 582.7316 | 929.0406 | 1404.7993 | 1864.5329 | 2497.421 | 2580.6684 | 2580.6684 | 2022.911 | 1264.5275 | 899.0716 | 522.5853 | 3258.9286 | 17671.5428 | 3.8338
7311 | Ventilation | Supply Fan | F-16 | Uniform | 15.0 | [5 empty] | 15.0 | 0.75 | 0.90012 | 0.7965 | 9.3237 |  | 1 | Floor Fans | 8.928571428571430 | 276.7857 | 250 | 276.7857 | 267.8571 | 276.7857 | 267.8571 | 276.7857 | 276.7857 | 267.8571 | 276.7857 | 267.8571 | 276.7857 | 522.5853 | 582.7316 | 929.0406 | 1404.7993 | 1864.5329 | 2497.421 | 2580.6684 | 2580.6684 | 2022.911 | 1264.5275 | 899.0716 | 522.5853 | 3258.9286 | 17671.5428 | 3.8338
7312 | Ventilation | Supply Fan | F-17 | Uniform | 15.0 | [5 empty] | 15.0 | 0.75 | 0.90012 | 0.7965 | 9.3237 |  | 1 | Floor Fans | 8.928571428571430 | 276.7857 | 250 | 276.7857 | 267.8571 | 276.7857 | 267.8571 | 276.7857 | 276.7857 | 267.8571 | 276.7857 | 267.8571 | 276.7857 | 522.5853 | 582.7316 | 929.0406 | 1404.7993 | 1864.5329 | 2497.421 | 2580.6684 | 2580.6684 | 2022.911 | 1264.5275 | 899.0716 | 522.5853 | 3258.9286 | 17671.5428 | 3.8338
7313 | Ventilation | Supply Fan | F-2 | Uniform | 15.0 | [5 empty] | 15.0 | 0.75 | 0.90012 | 0.7965 | 9.3237 |  | 1 | Floor Fans | 8.928571428571430 | 276.7857 | 250 | 276.7857 | 267.8571 | 276.7857 | 267.8571 | 276.7857 | 276.7857 | 267.8571 | 276.7857 | 267.8571 | 276.7857 | 522.5853 | 582.7316 | 929.0406 | 1404.7993 | 1864.5329 | 2497.421 | 2580.6684 | 2580.6684 | 2022.911 | 1264.5275 | 899.0716 | 522.5853 | 3258.9286 | 17671.5428 | 3.8068
7314 | Ventilation | Supply Fan | F-3 | Uniform | 15.0 | [5 empty] | 15.0 | 0.75 | 0.90012 | 0.7965 | 9.3237 |  | 1 | Floor Fans | 8.928571428571430 | 276.7857 | 250 | 276.7857 | 267.8571 | 276.7857 | 267.8571 | 276.7857 | 276.7857 | 267.8571 | 276.7857 | 267.8571 | 276.7857 | 522.5853 | 582.7316 | 929.0406 | 1404.7993 | 1864.5329 | 2497.421 | 2580.6684 | 2580.6684 | 2022.911 | 1264.5275 | 899.0716 | 522.5853 | 3258.9286 | 17671.5428 | 3.8068
7315 | Ventilation | Supply Fan | F-4 | Uniform | 15.0 | [5 empty] | 15.0 | 0.75 | 0.90012 | 0.7965 | 9.3237 |  | 1 | Floor Fans | 8.928571428571430 | 276.7857 | 250 | 276.7857 | 267.8571 | 276.7857 | 267.8571 | 276.7857 | 276.7857 | 267.8571 | 276.7857 | 267.8571 | 276.7857 | 522.5853 | 582.7316 | 929.0406 | 1404.7993 | 1864.5329 | 2497.421 | 2580.6684 | 2580.6684 | 2022.911 | 1264.5275 | 899.0716 | 522.5853 | 3258.9286 | 17671.5428 | 3.8068
7316 | Ventilation | Supply Fan | F-5 | Uniform | 15.0 | [5 empty] | 15.0 | 0.75 | 0.90012 | 0.7965 | 9.3237 |  | 1 | Floor Fans | 8.928571428571430 | 276.7857 | 250 | 276.7857 | 267.8571 | 276.7857 | 267.8571 | 276.7857 | 276.7857 | 267.8571 | 276.7857 | 267.8571 | 276.7857 | 522.5853 | 582.7316 | 929.0406 | 1404.7993 | 1864.5329 | 2497.421 | 2580.6684 | 2580.6684 | 2022.911 | 1264.5275 | 899.0716 | 522.5853 | 3258.9286 | 17671.5428 | 3.8068
7317 | Ventilation | Supply Fan | F-6 | Uniform | 15.0 | [5 empty] | 15.0 | 0.75 | 0.90012 | 0.7965 | 9.3237 |  | 1 | Floor Fans | 8.928571428571430 | 276.7857 | 250 | 276.7857 | 267.8571 | 276.7857 | 267.8571 | 276.7857 | 276.7857 | 267.8571 | 276.7857 | 267.8571 | 276.7857 | 522.5853 | 582.7316 | 929.0406 | 1404.7993 | 1864.5329 | 2497.421 | 2580.6684 | 2580.6684 | 2022.911 | 1264.5275 | 899.0716 | 522.5853 | 3258.9286 | 17671.5428 | 3.8068
7318 | Ventilation | Supply Fan | F-7 | Uniform | 15.0 | [5 empty] | 15.0 | 0.75 | 0.90012 | 0.7965 | 9.3237 |  | 1 | Floor Fans | 8.928571428571430 | 276.7857 | 250 | 276.7857 | 267.8571 | 276.7857 | 267.8571 | 276.7857 | 276.7857 | 267.8571 | 276.7857 | 267.8571 | 276.7857 | 522.5853 | 582.7316 | 929.0406 | 1404.7993 | 1864.5329 | 2497.421 | 2580.6684 | 2580.6684 | 2022.911 | 1264.5275 | 899.0716 | 522.5853 | 3258.9286 | 17671.5428 | 3.8068
7319 | Ventilation | Supply Fan | F-8 | Uniform | 15.0 | [5 empty] | 15.0 | 0.75 | 0.90012 | 0.7965 | 9.3237 |  | 1 | Floor Fans | 8.928571428571430 | 276.7857 | 250 | 276.7857 | 267.8571 | 276.7857 | 267.8571 | 276.7857 | 276.7857 | 267.8571 | 276.7857 | 267.8571 | 276.7857 | 522.5853 | 582.7316 | 929.0406 | 1404.7993 | 1864.5329 | 2497.421 | 2580.6684 | 2580.6684 | 2022.911 | 1264.5275 | 899.0716 | 522.5853 | 3258.9286 | 17671.5428 | 3.8068
7320 | Ventilation | Supply Fan | F-9 | Uniform | 15.0 | [5 empty] | 15.0 | 0.75 | 0.90012 | 0.7965 | 9.3237 |  | 1 | Floor Fans | 8.928571428571430 | 276.7857 | 250 | 276.7857 | 267.8571 | 276.7857 | 267.8571 | 276.7857 | 276.7857 | 267.8571 | 276.7857 | 267.8571 | 276.7857 | 522.5853 | 582.7316 | 929.0406 | 1404.7993 | 1864.5329 | 2497.421 | 2580.6684 | 2580.6684 | 2022.911 | 1264.5275 | 899.0716 | 522.5853 | 3258.9286 | 17671.5428 | 3.8068
7321 | Ventilation | Supply Fan | F-10 | Uniform | 15.0 | [5 empty] | 15.0 | 0.75 | 0.90012 | 0.7965 | 9.3237 |  | 1 | Floor Fans | 8.928571428571430 | 276.7857 | 250 | 276.7857 | 267.8571 | 276.7857 | 267.8571 | 276.7857 | 276.7857 | 267.8571 | 276.7857 | 267.8571 | 276.7857 | 522.5853 | 582.7316 | 929.0406 | 1404.7993 | 1864.5329 | 2497.421 | 2580.6684 | 2580.6684 | 2022.911 | 1264.5275 | 899.0716 | 522.5853 | 3258.9286 | 17671.5428 | 3.8068
7322 | Ventilation | Supply Fan | F-11 | Uniform | 15.0 | [5 empty] | 15.0 | 0.75 | 0.90012 | 0.7965 | 9.3237 |  | 1 | Floor Fans | 8.928571428571430 | 276.7857 | 250 | 276.7857 | 267.8571 | 276.7857 | 267.8571 | 276.7857 | 276.7857 | 267.8571 | 276.7857 | 267.8571 | 276.7857 | 522.5853 | 582.7316 | 929.0406 | 1404.7993 | 1864.5329 | 2497.421 | 2580.6684 | 2580.6684 | 2022.911 | 1264.5275 | 899.0716 | 522.5853 | 3258.9286 | 17671.5428 | 3.8068
7323 | Ventilation | Supply Fan | F-12 | Uniform | 15.0 | [5 empty] | 15.0 | 0.75 | 0.90012 | 0.7965 | 9.3237 |  | 1 | Floor Fans | 8.928571428571430 | 276.7857 | 250 | 276.7857 | 267.8571 | 276.7857 | 267.8571 | 276.7857 | 276.7857 | 267.8571 | 276.7857 | 267.8571 | 276.7857 | 522.5853 | 582.7316 | 929.0406 | 1404.7993 | 1864.5329 | 2497.421 | 2580.6684 | 2580.6684 | 2022.911 | 1264.5275 | 899.0716 | 522.5853 | 3258.9286 | 17671.5428 | 3.8068
7324 | Ventilation | Supply Fan | F-14 | Uniform | 15.0 | [5 empty] | 15.0 | 0.75 | 0.90012 | 0.7965 | 9.3237 |  | 1 | Floor Fans | 8.928571428571430 | 276.7857 | 250 | 276.7857 | 267.8571 | 276.7857 | 267.8571 | 276.7857 | 276.7857 | 267.8571 | 276.7857 | 267.8571 | 276.7857 | 522.5853 | 582.7316 | 929.0406 | 1404.7993 | 1864.5329 | 2497.421 | 2580.6684 | 2580.6684 | 2022.911 | 1264.5275 | 899.0716 | 522.5853 | 3258.9286 | 17671.5428 | 3.8068
7325 | Ventilation | Supply Fan | F-15 | Uniform | 15.0 | [5 empty] | 15.0 | 0.75 | 0.90012 | 0.7965 | 9.3237 |  | 1 | Floor Fans | 8.928571428571430 | 276.7857 | 250 | 276.7857 | 267.8571 | 276.7857 | 267.8571 | 276.7857 | 276.7857 | 267.8571 | 276.7857 | 267.8571 | 276.7857 | 522.5853 | 582.7316 | 929.0406 | 1404.7993 | 1864.5329 | 2497.421 | 2580.6684 | 2580.6684 | 2022.911 | 1264.5275 | 899.0716 | 522.5853 | 3258.9286 | 17671.5428 | 3.8068
7326 | Ventilation | Supply Fan | F-16 | Uniform | 15.0 | [5 empty] | 15.0 | 0.75 | 0.90012 | 0.7965 | 9.3237 |  | 1 | Floor Fans | 8.928571428571430 | 276.7857 | 250 | 276.7857 | 267.8571 | 276.7857 | 267.8571 | 276.7857 | 276.7857 | 267.8571 | 276.7857 | 267.8571 | 276.7857 | 522.5853 | 582.7316 | 929.0406 | 1404.7993 | 1864.5329 | 2497.421 | 2580.6684 | 2580.6684 | 2022.911 | 1264.5275 | 899.0716 | 522.5853 | 3258.9286 | 17671.5428 | 3.8068
7327 | Ventilation | Supply Fan | F-17 | Uniform | 15.0 | [5 empty] | 15.0 | 0.75 | 0.90012 | 0.7965 | 9.3237 |  | 1 | Floor Fans | 8.928571428571430 | 276.7857 | 250 | 276.7857 | 267.8571 | 276.7857 | 267.8571 | 276.7857 | 276.7857 | 267.8571 | 276.7857 | 267.8571 | 276.7857 | 522.5853 | 582.7316 | 929.0406 | 1404.7993 | 1864.5329 | 2497.421 | 2580.6684 | 2580.6684 | 2022.911 | 1264.5275 | 899.0716 | 522.5853 | 3258.9286 | 17671.5428 | 3.8068
7328 | Ventilation | Supply Fan | F-2 | Uniform | 15.0 | [5 empty] | 15.0 | 0.75 | 0.90012 | 0.7965 | 9.3237 |  | 1 | Floor Fans | 8.928571428571430 | 276.7857 | 250 | 276.7857 | 267.8571 | 276.7857 | 267.8571 | 276.7857 | 276.7857 | 267.8571 | 276.7857 | 267.8571 | 276.7857 | 522.5853 | 582.7316 | 929.0406 | 1404.7993 | 1864.5329 | 2497.421 | 2580.6684 | 2580.6684 | 2022.911 | 1264.5275 | 899.0716 | 522.5853 | 3258.9286 | 17671.5428 | 3.8338
7329 | Ventilation | Supply Fan | F-3 | Uniform | 15.0 | [5 empty] | 15.0 | 0.75 | 0.90012 | 0.7965 | 9.3237 |  | 1 | Floor Fans | 8.928571428571430 | 276.7857 | 250 | 276.7857 | 267.8571 | 276.7857 | 267.8571 | 276.7857 | 276.7857 | 267.8571 | 276.7857 | 267.8571 | 276.7857 | 522.5853 | 582.7316 | 929.0406 | 1404.7993 | 1864.5329 | 2497.421 | 2580.6684 | 2580.6684 | 2022.911 | 1264.5275 | 899.0716 | 522.5853 | 3258.9286 | 17671.5428 | 3.8338
7330 | Ventilation | Supply Fan | F-4 | Uniform | 15.0 | [5 empty] | 15.0 | 0.75 | 0.90012 | 0.7965 | 9.3237 |  | 1 | Floor Fans | 8.928571428571430 | 276.7857 | 250 | 276.7857 | 267.8571 | 276.7857 | 267.8571 | 276.7857 | 276.7857 | 267.8571 | 276.7857 | 267.8571 | 276.7857 | 522.5853 | 582.7316 | 929.0406 | 1404.7993 | 1864.5329 | 2497.421 | 2580.6684 | 2580.6684 | 2022.911 | 1264.5275 | 899.0716 | 522.5853 | 3258.9286 | 17671.5428 | 3.8338
7331 | Ventilation | Supply Fan | F-5 | Uniform | 15.0 | [5 empty] | 15.0 | 0.75 | 0.90012 | 0.7965 | 9.3237 |  | 1 | Floor Fans | 8.928571428571430 | 276.7857 | 250 | 276.7857 | 267.8571 | 276.7857 | 267.8571 | 276.7857 | 276.7857 | 267.8571 | 276.7857 | 267.8571 | 276.7857 | 522.5853 | 582.7316 | 929.0406 | 1404.7993 | 1864.5329 | 2497.421 | 2580.6684 | 2580.6684 | 2022.911 | 1264.5275 | 899.0716 | 522.5853 | 3258.9286 | 17671.5428 | 3.8338
7332 | Ventilation | Supply Fan | F-6 | Uniform | 15.0 | [5 empty] | 15.0 | 0.75 | 0.90012 | 0.7965 | 9.3237 |  | 1 | Floor Fans | 8.928571428571430 | 276.7857 | 250 | 276.7857 | 267.8571 | 276.7857 | 267.8571 | 276.7857 | 276.7857 | 267.8571 | 276.7857 | 267.8571 | 276.7857 | 522.5853 | 582.7316 | 929.0406 | 1404.7993 | 1864.5329 | 2497.421 | 2580.6684 | 2580.6684 | 2022.911 | 1264.5275 | 899.0716 | 522.5853 | 3258.9286 | 17671.5428 | 3.8338
7333 | Ventilation | Supply Fan | F-7 | Uniform | 15.0 | [5 empty] | 15.0 | 0.75 | 0.90012 | 0.7965 | 9.3237 |  | 1 | Floor Fans | 8.928571428571430 | 276.7857 | 250 | 276.7857 | 267.8571 | 276.7857 | 267.8571 | 276.7857 | 276.7857 | 267.8571 | 276.7857 | 267.8571 | 276.7857 | 522.5853 | 582.7316 | 929.0406 | 1404.7993 | 1864.5329 | 2497.421 | 2580.6684 | 2580.6684 | 2022.911 | 1264.5275 | 899.0716 | 522.5853 | 3258.9286 | 17671.5428 | 3.8338
7334 | Ventilation | Supply Fan | F-8 | Uniform | 15.0 | [5 empty] | 15.0 | 0.75 | 0.90012 | 0.7965 | 9.3237 |  | 1 | Floor Fans | 8.928571428571430 | 276.7857 | 250 | 276.7857 | 267.8571 | 276.7857 | 267.8571 | 276.7857 | 276.7857 | 267.8571 | 276.7857 | 267.8571 | 276.7857 | 522.5853 | 582.7316 | 929.0406 | 1404.7993 | 1864.5329 | 2497.421 | 2580.6684 | 2580.6684 | 2022.911 | 1264.5275 | 899.0716 | 522.5853 | 3258.9286 | 17671.5428 | 3.8338
7335 | Ventilation | Supply Fan | F-9 | Uniform | 15.0 | [5 empty] | 15.0 | 0.75 | 0.90012 | 0.7965 | 9.3237 |  | 1 | Floor Fans | 8.928571428571430 | 276.7857 | 250 | 276.7857 | 267.8571 | 276.7857 | 267.8571 | 276.7857 | 276.7857 | 267.8571 | 276.7857 | 267.8571 | 276.7857 | 522.5853 | 582.7316 | 929.0406 | 1404.7993 | 1864.5329 | 2497.421 | 2580.6684 | 2580.6684 | 2022.911 | 1264.5275 | 899.0716 | 522.5853 | 3258.9286 | 17671.5428 | 3.8338
7336 | Ventilation | Supply Fan | F-10 | Uniform | 15.0 | [5 empty] | 15.0 | 0.75 | 0.90012 | 0.7965 | 9.3237 |  | 1 | Floor Fans | 8.928571428571430 | 276.7857 | 250 | 276.7857 | 267.8571 | 276.7857 | 267.8571 | 276.7857 | 276.7857 | 267.8571 | 276.7857 | 267.8571 | 276.7857 | 522.5853 | 582.7316 | 929.0406 | 1404.7993 | 1864.5329 | 2497.421 | 2580.6684 | 2580.6684 | 2022.911 | 1264.5275 | 899.0716 | 522.5853 | 3258.9286 | 17671.5428 | 3.8338
7337 | Ventilation | Supply Fan | F-11 | Uniform | 15.0 | [5 empty] | 15.0 | 0.75 | 0.90012 | 0.7965 | 9.3237 |  | 1 | Floor Fans | 8.928571428571430 | 276.7857 | 250 | 276.7857 | 267.8571 | 276.7857 | 267.8571 | 276.7857 | 276.7857 | 267.8571 | 276.7857 | 267.8571 | 276.7857 | 522.5853 | 582.7316 | 929.0406 | 1404.7993 | 1864.5329 | 2497.421 | 2580.6684 | 2580.6684 | 2022.911 | 1264.5275 | 899.0716 | 522.5853 | 3258.9286 | 17671.5428 | 3.8338
7338 | Ventilation | Supply Fan | F-12 | Uniform | 15.0 | [5 empty] | 15.0 | 0.75 | 0.90012 | 0.7965 | 9.3237 |  | 1 | Floor Fans | 8.928571428571430 | 276.7857 | 250 | 276.7857 | 267.8571 | 276.7857 | 267.8571 | 276.7857 | 276.7857 | 267.8571 | 276.7857 | 267.8571 | 276.7857 | 522.5853 | 582.7316 | 929.0406 | 1404.7993 | 1864.5329 | 2497.421 | 2580.6684 | 2580.6684 | 2022.911 | 1264.5275 | 899.0716 | 522.5853 | 3258.9286 | 17671.5428 | 3.8338
7339 | Ventilation | Supply Fan | F-14 | Uniform | 15.0 | [5 empty] | 15.0 | 0.75 | 0.90012 | 0.7965 | 9.3237 |  | 1 | Floor Fans | 8.928571428571430 | 276.7857 | 250 | 276.7857 | 267.8571 | 276.7857 | 267.8571 | 276.7857 | 276.7857 | 267.8571 | 276.7857 | 267.8571 | 276.7857 | 522.5853 | 582.7316 | 929.0406 | 1404.7993 | 1864.5329 | 2497.421 | 2580.6684 | 2580.6684 | 2022.911 | 1264.5275 | 899.0716 | 522.5853 | 3258.9286 | 17671.5428 | 3.8338
7340 | Ventilation | Supply Fan | F-15 | Uniform | 15.0 | [5 empty] | 15.0 | 0.75 | 0.90012 | 0.7965 | 9.3237 |  | 1 | Floor Fans | 8.928571428571430 | 276.7857 | 250 | 276.7857 | 267.8571 | 276.7857 | 267.8571 | 276.7857 | 276.7857 | 267.8571 | 276.7857 | 267.8571 | 276.7857 | 522.5853 | 582.7316 | 929.0406 | 1404.7993 | 1864.5329 | 2497.421 | 2580.6684 | 2580.6684 | 2022.911 | 1264.5275 | 899.0716 | 522.5853 | 3258.9286 | 17671.5428 | 3.8338
7341 | Ventilation | Supply Fan | F-16 | Uniform | 15.0 | [5 empty] | 15.0 | 0.75 | 0.90012 | 0.7965 | 9.3237 |  | 1 | Floor Fans | 8.928571428571430 | 276.7857 | 250 | 276.7857 | 267.8571 | 276.7857 | 267.8571 | 276.7857 | 276.7857 | 267.8571 | 276.7857 | 267.8571 | 276.7857 | 522.5853 | 582.7316 | 929.0406 | 1404.7993 | 1864.5329 | 2497.421 | 2580.6684 | 2580.6684 | 2022.911 | 1264.5275 | 899.0716 | 522.5853 | 3258.9286 | 17671.5428 | 3.8338
7342 | Ventilation | Supply Fan | F-17 | Uniform | 15.0 | [5 empty] | 15.0 | 0.75 | 0.90012 | 0.7965 | 9.3237 |  | 1 | Floor Fans | 8.928571428571430 | 276.7857 | 250 | 276.7857 | 267.8571 | 276.7857 | 267.8571 | 276.7857 | 276.7857 | 267.8571 | 276.7857 | 267.8571 | 276.7857 | 522.5853 | 582.7316 | 929.0406 | 1404.7993 | 1864.5329 | 2497.421 | 2580.6684 | 2580.6684 | 2022.911 | 1264.5275 | 899.0716 | 522.5853 | 3258.9286 | 17671.5428 | 3.8338
7343 | Ventilation | Air Handling Unit | AH-1 | Uniform | 15.0 | [5 empty] | 15.0 | 0.75 | 0.90012 | 0.7965 | 9.3237 | 1 | 1 | AH-1 | 9.028571428571430 | 279.8857 | 252.8 | 279.8857 | 270.8571 | 279.8857 | 270.8571 | 279.8857 | 279.8857 | 270.8571 | 279.8857 | 270.8571 | 279.8857 | 2609.5718 | 2357.0326 | 2609.5718 | 2525.3921 | 2609.5718 | 2525.3921 | 2609.5718 | 2609.5718 | 2525.3921 | 2609.5718 | 2525.3921 | 2609.5718 | 3295.4286 | 30725.604 | 3.7844
7344 | Ventilation | Supply Fan | AHU-1 | Uniform | 15.0 | [5 empty] | 15.0 | 0.75 | 0.90012 | 0.7965 | 9.3237 | 0.8 | 1 | Occupied | 11.857142857142900 | 367.5714 | 332 | 367.5714 | 355.7143 | 367.5714 | 355.7143 | 367.5714 | 367.5714 | 355.7143 | 367.5714 | 355.7143 | 367.5714 | 2193.3617 | 1981.1008 | 2193.3617 | 2122.6081 | 2193.3617 | 2122.6081 | 2193.3617 | 2193.3617 | 2122.6081 | 2193.3617 | 2122.6081 | 2193.3617 | 4327.8571 | 25825.0646 | 46.0093
7345 | Ventilation | Supply Fan | AHU-1 | Uniform | 15.0 | [5 empty] | 15.0 | 0.75 | 0.90012 | 0.7965 | 9.3237 | 0.8 | 1 | Occupied | 11.857142857142900 | 367.5714 | 332 | 367.5714 | 355.7143 | 367.5714 | 355.7143 | 367.5714 | 367.5714 | 355.7143 | 367.5714 | 355.7143 | 367.5714 | 2193.3617 | 1981.1008 | 2193.3617 | 2122.6081 | 2193.3617 | 2122.6081 | 2193.3617 | 2193.3617 | 2122.6081 | 2193.3617 | 2122.6081 | 2193.3617 | 4327.8571 | 25825.0646 | 46.0093
7346 | AC System | DX AC Condensor Fan | C-MS-CF | Seasonal AC | 15.0 | [5 empty] | 15.0 | 0.75 | 0.90012 | 0.7965 | 9.3237 |  | 0.6 | MS Hours | 7.142857142857140 | 0 | 0 | 26.5714 | 51.4286 | 66.4286 | 102.8571 | 132.8571 | 132.8571 | 90 | 39.8571 | 0 | 0 | 0 | 0 | 247.7442 | 479.5048 | 619.3604 | 959.0097 | 1238.7208 | 1238.7208 | 839.1335 | 371.6162 | 0 | 0 | 642.8571 | 5993.8104 | 0.10727
7347 | AC System | DX AC Condensor Fan | C-MS-CF | Seasonal AC | 15.0 | [5 empty] | 15.0 | 0.75 | 0.90012 | 0.7965 | 9.3237 |  | 0.6 | MS Hours | 7.142857142857140 | 0 | 0 | 26.5714 | 51.4286 | 66.4286 | 102.8571 | 132.8571 | 132.8571 | 90 | 39.8571 | 0 | 0 | 0 | 0 | 247.7442 | 479.5048 | 619.3604 | 959.0097 | 1238.7208 | 1238.7208 | 839.1335 | 371.6162 | 0 | 0 | 642.8571 | 5993.8104 | 0.10727
7348 | Pump | Pump | P-19 | Cooling 1 | 15.0 | [5 empty] | 15.0 | 0.75 | 0.90012 | 0.7965 | 9.3237 |  | 0.1 | All Day | 24.0 | 0 | 0 | 0 | 7.2 | 7.44 | 14.4 | 74.4 | 74.4 | 28.8 | 14.88 | 0 | 0 | 0 | 0 | 0 | 67.1307 | 69.3684 | 134.2614 | 693.6837 | 693.6837 | 268.5227 | 138.7367 | 0 | 0 | 221.52 | 2065.3871 | 0.14892
7349 | Pump | Pump | P-20 | Cooling 1 | 15.0 | [5 empty] | 15.0 | 0.75 | 0.90012 | 0.7965 | 9.3237 |  | 0.1 | All Day | 24.0 | 0 | 0 | 0 | 7.2 | 7.44 | 14.4 | 74.4 | 74.4 | 28.8 | 14.88 | 0 | 0 | 0 | 0 | 0 | 67.1307 | 69.3684 | 134.2614 | 693.6837 | 693.6837 | 268.5227 | 138.7367 | 0 | 0 | 221.52 | 2065.3871 | 0.14892
7350 | Ventilation | Exhaust Fan | EF-2 | Uniform | 15.0 | [5 empty] | 15.0 | 0.75 | 0.90012 | 0.7965 | 9.3237 |  | 0.5 | B | 8.571428571428570 | 132.8571 | 120 | 132.8571 | 128.5714 | 132.8571 | 128.5714 | 132.8571 | 132.8571 | 128.5714 | 132.8571 | 128.5714 | 132.8571 | 1238.7208 | 1118.8446 | 1238.7208 | 1198.7621 | 1238.7208 | 1198.7621 | 1238.7208 | 1238.7208 | 1198.7621 | 1238.7208 | 1198.7621 | 1238.7208 | 1564.2857 | 14584.9386 | 1.0192
7351 | Ventilation | Supply Fan | AHU-3 | Uniform | 15.0 | [5 empty] | 15.0 | 0.75 | 0.90012 | 0.7965 | 9.3237 |  | 1 | AHU-3 | 14.857142857142900 | 460.5714 | 416 | 460.5714 | 445.7143 | 460.5714 | 401.1429 | 414.5143 | 460.5714 | 445.7143 | 460.5714 | 445.7143 | 460.5714 | 4294.2322 | 3878.6613 | 4294.2322 | 4155.7085 | 4294.2322 | 3740.1377 | 3864.8089 | 4294.2322 | 4155.7085 | 4294.2322 | 4155.7085 | 4294.2322 | 5332.2286 | 49716.1264 | 5.574
7352 | Ventilation | Supply Fan | F-1 | Uniform | 15.0 | [5 empty] | 15.0 | 0.75 | 0.90012 | 0.7965 | 9.3237 | 0.7 | 1 | AHU (12h) | 8.571428571428570 | 265.7143 | 240 | 265.7143 | 257.1429 | 265.7143 | 257.1429 | 265.7143 | 265.7143 | 257.1429 | 265.7143 | 257.1429 | 265.7143 | 1414.1963 | 1260.5649 | 1370.8644 | 1362.9858 | 1398.4392 | 1335.411 | 1414.1963 | 1370.8644 | 1362.9858 | 1414.1963 | 1319.6539 | 1414.1963 | 3128.5714 | 16438.5544 | 3.4987
7353 | Ventilation | AHU-404 SF 404 | SF-404 | Uniform | 15.0 | [5 empty] | 15.0 | 0.75 | 0.90012 | 0.7965 | 9.3237 |  | 1 | AHU-403/4 | 10.071428571428600 | 312.2143 | 282 | 312.2143 | 302.1429 | 312.2143 | 302.1429 | 312.2143 | 312.2143 | 302.1429 | 312.2143 | 302.1429 | 312.2143 | 2910.9939 | 2629.2848 | 2910.9939 | 2817.0909 | 2910.9939 | 2817.0909 | 2910.9939 | 2910.9939 | 2817.0909 | 2910.9939 | 2817.0909 | 2910.9939 | 3676.0714 | 34274.6057 | 0.68592
7354 | Ventilation | AHU Supply Fan | SF 5 | Uniform | 15.0 | [5 empty] | 15.0 | 0.75 | 0.90012 | 0.7965 | 9.3237 | 0.9 | 1 | AHU-5/6 | 9.071428571428570 | 281.2143 | 254 | 281.2143 | 272.1429 | 281.2143 | 272.1429 | 281.2143 | 281.2143 | 272.1429 | 281.2143 | 272.1429 | 281.2143 | 2123.7868 | 1918.2591 | 2123.7868 | 2055.2776 | 2123.7868 | 2055.2776 | 2123.7868 | 2123.7868 | 2055.2776 | 2123.7868 | 2055.2776 | 2123.7868 | 3311.0714 | 25005.8772 | 7.2491
7355 | AC system | Condenser Fan | Cooling Tower | Cooling 2 | 15.0 | [5 empty] | 15.0 | 0.75 | 0.90012 | 0.7965 | 9.3237 |  | 1 | All Day | 24.0 | 148.8 | 134.4 | 148.8 | 144 | 223.2 | 288 | 744 | 744 | 360 | 148.8 | 144 | 148.8 | 1387.3673 | 1253.106 | 1387.3673 | 1342.6135 | 2081.051 | 2685.2271 | 6936.8366 | 6936.8366 | 3356.5338 | 1387.3673 | 1342.6135 | 1387.3673 | 3376.8 | 31484.2872 | 6.7009
7356 | Ventilation | Supply Fan | AHU-2 | University | 15.0 | [5 empty] | 15.0 | 0.75 | 0.90012 | 0.7965 | 9.3237 |  | 1 | AHU-2 | 14.0 | 434 | 392 | 434 | 420 | 260.4 | 126 | 43.4 | 217 | 420 | 434 | 420 | 434 | 4046.488 | 3654.8924 | 4046.488 | 3915.9561 | 2427.8928 | 1174.7868 | 404.6488 | 2023.244 | 3915.9561 | 4046.488 | 3915.9561 | 4046.488 | 4034.8 | 37619.2851 | 10.1877
7357 | Pump | Pump |  | Pool | 15.0 | [5 empty] | 15.0 | 0.75 | 0.90012 | 0.7965 | 9.3237 |  | 1 | All Day | 24.0 | 0 | 0 | 0 | 0 | 148.8 | 720 | 744 | 744 | 144 | 0 | 0 | 0 | 0 | 0 | 0 | 0 | 1387.3673 | 6713.0676 | 6936.8366 | 6936.8366 | 1342.6135 | 0 | 0 | 0 | 2500.8 | 23316.7216 | 70.1607
7358 | Pump | Pump |  | Pool | 15.0 | [5 empty] | 15.0 | 0.75 | 0.90012 | 0.7965 | 9.3237 |  | 1 | All Day | 24.0 | 0 | 0 | 0 | 0 | 148.8 | 720 | 744 | 744 | 144 | 0 | 0 | 0 | 0 | 0 | 0 | 0 | 1387.3673 | 6713.0676 | 6936.8366 | 6936.8366 | 1342.6135 | 0 | 0 | 0 | 2500.8 | 23316.7216 | 70.1607
7359 | Ventilation | Supply Fan | AHU-6 | Uniform | 15.0 | [5 empty] | 15.0 | 0.75 | 0.90012 | 0.7965 | 9.3237 |  | 1 | AHU-6 | 13.428571428571400 | 416.2857 | 376 | 416.2857 | 402.8571 | 416.2857 | 362.5714 | 374.6571 | 416.2857 | 402.8571 | 416.2857 | 402.8571 | 416.2857 | 3881.3252 | 3505.7131 | 3881.3252 | 3756.1212 | 3881.3252 | 3380.5091 | 3493.1927 | 3881.3252 | 3756.1212 | 3881.3252 | 3756.1212 | 3881.3252 | 4819.5143 | 44935.7296 | 5.0381
7360 | Pump | Cooling System Pump | P-13 | Cooling 1 | 15.0 | [5 empty] | 15.0 | 0.75 | 0.90012 | 0.7965 | 9.3237 |  | 0.3 | All Day | 24.0 | 0 | 0 | 0 | 43.2 | 89.28 | 86.4 | 200.88 | 223.2 | 216 | 111.6 | 43.2 | 0 | 0 | 0 | 0 | 402.7841 | 832.4204 | 805.5681 | 1872.9459 | 2081.051 | 2013.9203 | 1040.5255 | 402.7841 | 0 | 1013.76 | 9451.9992 | 0.73271
7361 | Pump | Condensor Pump | P-14 | Cooling 1 | 15.0 | [5 empty] | 15.0 | 0.75 | 0.90012 | 0.7965 | 9.3237 |  | 0.3 | All Day | 24.0 | 0 | 0 | 0 | 43.2 | 89.28 | 86.4 | 200.88 | 223.2 | 216 | 111.6 | 43.2 | 0 | 0 | 0 | 0 | 402.7841 | 832.4204 | 805.5681 | 1872.9459 | 2081.051 | 2013.9203 | 1040.5255 | 402.7841 | 0 | 1013.76 | 9451.9992 | 0.73271
7362 | Pump | Condensor Pump | P-15 | Cooling 1 | 15.0 | [5 empty] | 15.0 | 0.75 | 0.90012 | 0.7965 | 9.3237 |  | 0.3 | All Day | 24.0 | 0 | 0 | 0 | 43.2 | 89.28 | 86.4 | 200.88 | 223.2 | 216 | 111.6 | 43.2 | 0 | 0 | 0 | 0 | 402.7841 | 832.4204 | 805.5681 | 1872.9459 | 2081.051 | 2013.9203 | 1040.5255 | 402.7841 | 0 | 1013.76 | 9451.9992 | 0.73271
7363 | Miscellaneous electricity | Lift motor |  | Fish Season | 15.0 | [5 empty] | 15.0 | 0.75 | 0.90012 | 0.7965 | 9.3237 |  | 0.5 |  | 7.785714285714290 | 120.6786 | 109 | 120.6786 | 116.7857 | 60.3393 | 11.6786 | 0 | 0 | 0 | 120.6786 | 116.7857 | 120.6786 | 1125.1714 | 1016.2838 | 1125.1714 | 1088.8756 | 562.5857 | 108.8876 | 0 | 0 | 0 | 1125.1714 | 1088.8756 | 1125.1714 | 897.3036 | 8366.1938 | 1.162
7364 | Ventilation | Supply Fan | AHU-1 | Uniform | 15.0 | [5 empty] | 15.0 | 0.75 | 0.90012 | 0.7965 | 9.3237 |  | 1 | AHU-1 | 11.928571428571400 | 369.7857 | 334 | 369.7857 | 357.8571 | 369.7857 | 357.8571 | 369.7857 | 369.7857 | 357.8571 | 369.7857 | 357.8571 | 369.7857 | 3459.0946 | 3095.4701 | 3384.5049 | 3337.8864 | 3421.7998 | 3300.5916 | 3459.0946 | 3384.5049 | 3337.8864 | 3459.0946 | 3263.2968 | 3459.0946 | 4353.9286 | 40362.3191 | 6.109
7365 | Pump | ReCool pump | P5 | Cooling 1 | 15.0 | [5 empty] | 15.0 | 0.75 | 0.90012 | 0.7965 | 9.3237 |  | 1 | All Day | 24.0 | 0 | 0 | 0 | 288 | 446.4 | 590.4249 | 744 | 722.177 | 590.9461 | 297.6 | 72 | 0 | 0 | 0 | 0 | 2685.2271 | 4162.1019 | 5504.9478 | 6936.8366 | 6733.3657 | 5509.8067 | 2774.7346 | 671.3068 | 0 | 3751.548 | 34978.3271 | 3.3986
7366 | AC system | Cooling Tower | CT-1 | Cooling 1 | 15.0 | [5 empty] | 15.0 | 0.75 | 0.90012 | 0.7965 | 9.3237 |  | 0.75 | CHW System | 8.314285714285720 | 0 | 17.46 | 19.3307 | 56.1214 | 57.9921 | 56.1214 | 193.3071 | 154.6457 | 187.0714 | 57.9921 | 18.7071 | 0 | 0 | 162.7919 | 180.2339 | 523.2596 | 540.7016 | 523.2596 | 1802.3388 | 1441.871 | 1744.1988 | 540.7016 | 174.4199 | 0 | 818.7493 | 7633.7768 | 0.94022
7367 | Ventilation | Return Fan | F-2 | Ventilation | 15.0 | [5 empty] | 15.0 | 0.75 | 0.90012 | 0.7965 | 9.3237 |  | 1 | All Day | 24.0 | 744 | 672 | 595.2 | 576 | 528.24 | 511.2 | 528.24 | 528.24 | 511.2 | 528.24 | 720 | 744 | 6936.8365 | 6265.5298 | 5549.4692 | 5370.4541 | 4925.154 | 4766.278 | 4925.154 | 4925.154 | 4766.278 | 4925.154 | 6713.0676 | 6936.8365 | 7186.56 | 67005.3657 | 2.1954
7368 | Ventilation | Return Fan | AHU-1 | Seasonal Ventilation | 15.0 | [5 empty] | 15.0 | 0.75 | 0.90012 | 0.7965 | 9.3237 | 0.60333 | 1 | AHU-1 | 13.642857142857100 | 84.5857 | 76.4 | 84.5857 | 204.6429 | 380.6357 | 409.2857 | 422.9286 | 422.9286 | 409.2857 | 380.6357 | 368.3571 | 126.8786 | 287.0782 | 259.2964 | 287.0782 | 694.544 | 1291.8518 | 1389.088 | 1435.3909 | 1435.3909 | 1389.088 | 1291.8518 | 1250.1792 | 430.6173 | 3371.15 | 11441.4546 | 7.599
7369 | Pump | ReCool pump | P5 | Cooling 1 | 15.0 | [5 empty] | 15.0 | 0.75 | 0.90012 | 0.7965 | 9.3237 |  | 0.5 | All Day | 24.0 | 59.1183 | 54.7182 | 93.2935 | 150.4802 | 303.1705 | 315.3138 | 372 | 368.1662 | 318.3783 | 227.4345 | 102.1221 | 95.4665 | 551.2013 | 510.1765 | 869.8407 | 1403.0327 | 2826.6724 | 2939.8925 | 3468.4183 | 3432.6734 | 2968.4656 | 2120.5323 | 952.1559 | 890.1013 | 2459.662 | 22933.1629 | 2.4526
7370 | Ventilation | Supply Fan | AHU-2 | Uniform | 15.0 | [5 empty] | 15.0 | 0.75 | 0.90012 | 0.7965 | 9.3237 | 0.8 | 1 | AHU-2 | 12.714285714285700 | 394.1429 | 356 | 394.1429 | 381.4286 | 394.1429 | 381.4286 | 394.1429 | 394.1429 | 381.4286 | 394.1429 | 381.4286 | 394.1429 | 2406.2827 | 2172.0503 | 2435.5744 | 2435.0492 | 2684.3004 | 2874.2433 | 3217.4184 | 3186.8652 | 2767.445 | 2499.9726 | 2337.137 | 2404.77 | 4640.7143 | 31421.1086 | 5.226
7371 | Ventilation | Return Fan | AHU-2 | Uniform | 15.0 | [5 empty] | 15.0 | 0.75 | 0.90012 | 0.7965 | 9.3237 | 0.7 | 1 | AHU-2 | 12.714285714285700 | 394.1429 | 356 | 394.1429 | 381.4286 | 394.1429 | 381.4286 | 394.1429 | 394.1429 | 381.4286 | 394.1429 | 381.4286 | 394.1429 | 1842.4783 | 1662.976 | 1868.2003 | 1876.799 | 2087.197 | 2264.4996 | 2560.1638 | 2532.6741 | 2170.0885 | 1924.7666 | 1790.4748 | 1841.152 | 4640.7143 | 24421.4703 | 4.0618
7372 | AC system | Cooling Tower | CT-1 | Cooling 1 | 15.0 | [5 empty] | 15.0 | 0.75 | 0.90012 | 0.7965 | 9.3237 |  | 0.75 | CHW System | 8.314285714 | 0 | 17.46 | 19.3307 | 56.1214 | 57.9921 | 56.1214 | 193.3071 | 154.6457 | 187.0714 | 57.9921 | 18.7071 | 0 | 0 | 162.7919 | 180.2339 | 523.2596 | 540.7016 | 523.2596 | 1802.3388 | 1441.871 | 1744.1988 | 540.7016 | 174.4199 | 0 | 818.7493 | 7633.7768 | 0.94022
7373 | Pump | Pump | P-1 | Cooling 1 | 15.0 | [5 empty] | 15.0 | 0.75 | 0.90012 | 0.7965 | 9.3237 |  | 1 | CHW System | 8.314285714 | 0 | 23.28 | 25.7743 | 74.8286 | 77.3229 | 74.8286 | 257.7429 | 206.1943 | 249.4286 | 77.3229 | 24.9429 | 0 | 0 | 217.0559 | 240.3118 | 697.6795 | 720.9355 | 697.6795 | 2403.1184 | 1922.4947 | 2325.5984 | 720.9355 | 232.5598 | 0 | 1091.6657 | 10178.3691 | 1.2536
7374 | Pump | Pump | P-2 | Cooling 1 | 15.0 | [5 empty] | 15.0 | 0.75 | 0.90012 | 0.7965 | 9.3237 |  | 1 | CHW System | 8.314285714 | 0 | 23.28 | 25.7743 | 74.8286 | 77.3229 | 74.8286 | 257.7429 | 206.1943 | 249.4286 | 77.3229 | 24.9429 | 0 | 0 | 217.0559 | 240.3118 | 697.6795 | 720.9355 | 697.6795 | 2403.1184 | 1922.4947 | 2325.5984 | 720.9355 | 232.5598 | 0 | 1091.6657 | 10178.3691 | 1.2536
7375 | Ventilation | Supply Fan | AHU-4 | Uniform | 15.0 | [5 empty] | 15.0 | 0.75 | 0.90012 | 0.7965 | 9.3237 |  | 1 | AHU-4 | 15.285714285714300 | 473.8571 | 428 | 473.8571 | 458.5714 | 473.8571 | 412.7143 | 426.4714 | 473.8571 | 458.5714 | 473.8571 | 458.5714 | 473.8571 | 4418.1042 | 3990.5458 | 4418.1042 | 4275.5847 | 4418.1042 | 3848.0263 | 3976.2938 | 4418.1042 | 4275.5847 | 4418.1042 | 4275.5847 | 4418.1042 | 5486.0429 | 51150.2454 | 5.7348
7376 | Pump | Pump | Pump#1 | Uniform | 20.0 | [5 empty] | 20.0 | 0.75 | 0.90412 | 0.79925 | 12.3766 |  | 0 | All Day | 24.0 | 0 | 0 | 0 | 0 | 0 | 0 | 0 | 0 | 0 | 0 | 0 | 0 | 0 | 0 | 0 | 0 | 0 | 0 | 0 | 0 | 0 | 0 | 0 | 0 | 0 | 0 | 0
7377 | Pump | Pump | Pump#2 | Uniform | 20.0 | [5 empty] | 20.0 | 0.75 | 0.90412 | 0.79925 | 12.3766 |  | 0 | All Day | 24.0 | 0 | 0 | 0 | 0 | 0 | 0 | 0 | 0 | 0 | 0 | 0 | 0 | 0 | 0 | 0 | 0 | 0 | 0 | 0 | 0 | 0 | 0 | 0 | 0 | 0 | 0 | 0
7378 | Pump | Pump | Pump#3 | Uniform | 20.0 | [5 empty] | 20.0 | 0.75 | 0.90412 | 0.79925 | 12.3766 |  | 0 | All Day | 24.0 | 0 | 0 | 0 | 0 | 0 | 0 | 0 | 0 | 0 | 0 | 0 | 0 | 0 | 0 | 0 | 0 | 0 | 0 | 0 | 0 | 0 | 0 | 0 | 0 | 0 | 0 | 0
7379 | Pump | Pump | Pump#4 | Uniform | 20.0 | [5 empty] | 20.0 | 0.75 | 0.90412 | 0.79925 | 12.3766 |  | 0 | All Day | 24.0 | 0 | 0 | 0 | 0 | 0 | 0 | 0 | 0 | 0 | 0 | 0 | 0 | 0 | 0 | 0 | 0 | 0 | 0 | 0 | 0 | 0 | 0 | 0 | 0 | 0 | 0 | 0
7380 | Pump | Pump | P-1 | Cooling 1 | 20.0 | [5 empty] | 20.0 | 0.75 | 0.90412 | 0.79925 | 12.3766 |  | 0 | Occupied | 16.523809523809500 | 0 | 0 | 0 | 0 | 0 | 0 | 0 | 0 | 0 | 0 | 0 | 0 | 0 | 0 | 0 | 0 | 0 | 0 | 0 | 0 | 0 | 0 | 0 | 0 | 0 | 0 | 0
7381 | Pump | Pump | P-1 | Cooling 1 | 20.0 | [5 empty] | 20.0 | 0.75 | 0.90412 | 0.79925 | 12.3766 |  | 0 | Occupied | 18.357142857142900 | 0 | 0 | 0 | 0 | 0 | 0 | 0 | 0 | 0 | 0 | 0 | 0 | 0 | 0 | 0 | 0 | 0 | 0 | 0 | 0 | 0 | 0 | 0 | 0 | 0 | 0 | 0
7382 | Ventilation | Air handling unit | AHU-1 RF | AHU | 20.0 | [5 empty] | 20.0 | 0.75 | 0.90412 | 0.79925 | 12.3766 |  | 0 | AHU-1 | 16.5 | 0 | 0 | 0 | 0 | 0 | 0 | 0 | 0 | 0 | 0 | 0 | 0 | 0 | 0 | 0 | 0 | 0 | 0 | 0 | 0 | 0 | 0 | 0 | 0 | 0 | 0 | 0
7383 | Ventilation | Air handling unit | AHU-2 RF | AHU | 20.0 | [5 empty] | 20.0 | 0.75 | 0.90412 | 0.79925 | 12.3766 |  | 0 | AHU-2 | 16.5 | 0 | 0 | 0 | 0 | 0 | 0 | 0 | 0 | 0 | 0 | 0 | 0 | 0 | 0 | 0 | 0 | 0 | 0 | 0 | 0 | 0 | 0 | 0 | 0 | 0 | 0 | 0
7384 | Pump | Pump | P-1 | Cooling 1 | 20.0 | [5 empty] | 20.0 | 0.75 | 0.90412 | 0.79925 | 12.3766 |  | 0 | Occupied | 16.523809523809500 | 0 | 0 | 0 | 0 | 0 | 0 | 0 | 0 | 0 | 0 | 0 | 0 | 0 | 0 | 0 | 0 | 0 | 0 | 0 | 0 | 0 | 0 | 0 | 0 | 0 | 0 | 0
7385 | Pump | Fire Pump |  | Uniform | 20.0 | [5 empty] | 20.0 | 0.75 | 0.90412 | 0.79925 | 12.3766 |  | 0 | All Day | 24.0 | 0 | 0 | 0 | 0 | 0 | 0 | 0 | 0 | 0 | 0 | 0 | 0 | 0 | 0 | 0 | 0 | 0 | 0 | 0 | 0 | 0 | 0 | 0 | 0 | 0 | 0 | 0
7386 | Pump | Boiler Pump | P-B3 | Heating 1 | 20.0 | [5 empty] | 20.0 | 0.75 | 0.90412 | 0.79925 | 12.3766 |  | 0 | All Day | 24.0 | 0 | 0 | 0 | 0 | 0 | 0 | 0 | 0 | 0 | 0 | 0 | 0 | 0 | 0 | 0 | 0 | 0 | 0 | 0 | 0 | 0 | 0 | 0 | 0 | 0 | 0 | 0
7387 | Pump | Chilled Water Pump | P-CH2A | Uniform | 20.0 | [5 empty] | 20.0 | 0.75 | 0.90412 | 0.79925 | 12.3766 |  | 0 | All Day | 24.0 | 0 | 0 | 0 | 0 | 0 | 0 | 0 | 0 | 0 | 0 | 0 | 0 | 0 | 0 | 0 | 0 | 0 | 0 | 0 | 0 | 0 | 0 | 0 | 0 | 0 | 0 | 0
7388 | Pump | Chilled Water Pump | P-CH4A | Uniform | 20.0 | [5 empty] | 20.0 | 0.75 | 0.90412 | 0.79925 | 12.3766 |  | 0 | All Day | 24.0 | 0 | 0 | 0 | 0 | 0 | 0 | 0 | 0 | 0 | 0 | 0 | 0 | 0 | 0 | 0 | 0 | 0 | 0 | 0 | 0 | 0 | 0 | 0 | 0 | 0 | 0 | 0
7389 | Ventilation | Supply Fan | AH01-SF | Uniform | 20.0 | [5 empty] | 20.0 | 0.75 | 0.90412 | 0.79925 | 12.3766 |  | 0 | All Day | 24.0 | 0 | 0 | 0 | 0 | 0 | 0 | 0 | 0 | 0 | 0 | 0 | 0 | 0 | 0 | 0 | 0 | 0 | 0 | 0 | 0 | 0 | 0 | 0 | 0 | 0 | 0 | 0
7390 | Ventilation | Supply Fan | AH02-SF | Uniform | 20.0 | [5 empty] | 20.0 | 0.75 | 0.90412 | 0.79925 | 12.3766 |  | 0 | All Day | 24.0 | 0 | 0 | 0 | 0 | 0 | 0 | 0 | 0 | 0 | 0 | 0 | 0 | 0 | 0 | 0 | 0 | 0 | 0 | 0 | 0 | 0 | 0 | 0 | 0 | 0 | 0 | 0
7391 | Pump | Pump | P-3 | CT-Free Cool | 20.0 | [5 empty] | 20.0 | 0.75 | 0.90412 | 0.79925 | 12.3766 |  | 0.5 | All Day | 24.0 | 372 | 336 | 372 | 350.5 | 329.5 | 270 | 191.5 | 191.5 | 332 | 372 | 359 | 372 | 4604.0979 | 4158.54 | 4604.0979 | 4338.0008 | 4078.0921 | 3341.6839 | 2370.1203 | 2370.1203 | 4109.0336 | 4604.0979 | 4443.202 | 4604.0979 | 3848 | 47625.1846 | 10.5395
7392 | Pump | Pump | P-4 | CT-Free Cool | 20.0 | [5 empty] | 20.0 | 0.75 | 0.90412 | 0.79925 | 12.3766 |  | 0.5 | All Day | 24.0 | 372 | 336 | 372 | 350.5 | 329.5 | 270 | 191.5 | 191.5 | 332 | 372 | 359 | 372 | 4604.0979 | 4158.54 | 4604.0979 | 4338.0008 | 4078.0921 | 3341.6839 | 2370.1203 | 2370.1203 | 4109.0336 | 4604.0979 | 4443.202 | 4604.0979 | 3848 | 47625.1846 | 10.5395
7393 | Ventilation | Heat Recovery Supply | EF-500 | Uniform | 20.0 | [5 empty] | 20.0 | 0.75 | 0.90412 | 0.79925 | 12.3766 |  | 0.5 | All Day | 24.0 | 372 | 336 | 372 | 360 | 372 | 360 | 372 | 372 | 360 | 372 | 360 | 372 | 4604.0979 | 4158.54 | 4604.0979 | 4455.5786 | 4604.0979 | 4455.5786 | 4604.0979 | 4604.0979 | 4455.5786 | 4604.0979 | 4455.5786 | 4604.0979 | 4380 | 54209.5396 | 3.0908
7394 | Ventilation | Exhaust Fan | EF-12 | Uniform | 20.0 | [5 empty] | 20.0 | 0.75 | 0.90412 | 0.79925 | 12.3766 |  | 1 | All Day | 24.0 | 744 | 672 | 744 | 720 | 744 | 720 | 744 | 744 | 720 | 744 | 720 | 744 | 9208.1958 | 8317.08 | 9208.1958 | 8911.1572 | 9208.1958 | 8911.1572 | 9208.1958 | 9208.1958 | 8911.1572 | 9208.1958 | 8911.1572 | 9208.1958 | 8760 | 108419.0792 | 0.75424
7395 | Ventilation | Exhaust Fan | EF-13 | Uniform | 20.0 | [5 empty] | 20.0 | 0.75 | 0.90412 | 0.79925 | 12.3766 |  | 1 | All Day | 24.0 | 744 | 672 | 744 | 720 | 744 | 720 | 744 | 744 | 720 | 744 | 720 | 744 | 9208.1958 | 8317.08 | 9208.1958 | 8911.1572 | 9208.1958 | 8911.1572 | 9208.1958 | 9208.1958 | 8911.1572 | 9208.1958 | 8911.1572 | 9208.1958 | 8760 | 108419.0792 | 0.75424
7396 | Ventilation | Supply Fan | AH-1 | Uniform | 20.0 | [5 empty] | 20.0 | 0.75 | 0.90412 | 0.79925 | 12.3766 | 0.75 | 1 | All Day | 24.0 | 744 | 672 | 744 | 720 | 744 | 720 | 744 | 744 | 720 | 744 | 720 | 744 | 5179.6101 | 4678.3575 | 5179.6101 | 5012.5259 | 5179.6101 | 5012.5259 | 5179.6101 | 5179.6101 | 5012.5259 | 5179.6101 | 5012.5259 | 5179.6101 | 8760 | 60985.7321 | 0.42426
7397 | Ventilation | Supply Fan | AH-2 | Uniform | 20.0 | [5 empty] | 20.0 | 0.75 | 0.90412 | 0.79925 | 12.3766 | 1 | 1 | All Day | 24.0 | 744 | 672 | 744 | 720 | 744 | 720 | 744 | 744 | 720 | 744 | 720 | 744 | 9208.1958 | 8317.08 | 9208.1958 | 8911.1572 | 9208.1958 | 8911.1572 | 9208.1958 | 9208.1958 | 8911.1572 | 9208.1958 | 8911.1572 | 9208.1958 | 8760 | 108419.0792 | 0.75424
7398 | Ventilation | Supply+Return | AC-1 | Uniform | 20.0 | [5 empty] | 20.0 | 0.75 | 0.90412 | 0.79925 | 12.3766 | 0.9 | 1 | All Day | 24.0 | 744 | 672 | 744 | 720 | 744 | 720 | 744 | 744 | 720 | 744 | 720 | 744 | 7458.6386 | 6736.8348 | 7458.6386 | 7218.0373 | 7458.6386 | 7218.0373 | 7458.6386 | 7458.6386 | 7218.0373 | 7458.6386 | 7218.0373 | 7458.6386 | 8760 | 87819.4542 | 0.61093
7399 | Ventilation | Supply+Return | AC-3 | Uniform | 20.0 | [5 empty] | 20.0 | 0.75 | 0.90412 | 0.79925 | 12.3766 |  | 1 | All Day | 24.0 | 744 | 672 | 744 | 720 | 744 | 720 | 744 | 744 | 720 | 744 | 720 | 744 | 9208.1958 | 8317.08 | 9208.1958 | 8911.1572 | 9208.1958 | 8911.1572 | 9208.1958 | 9208.1958 | 8911.1572 | 9208.1958 | 8911.1572 | 9208.1958 | 8760 | 108419.0792 | 0.75424
7400 | Ventilation | Supply Fan | AHU-5e | Uniform | 20.0 | [5 empty] | 20.0 | 0.75 | 0.90412 | 0.79925 | 12.3766 |  | 1 | All Day | 24.0 | 744 | 672 | 744 | 720 | 744 | 720 | 744 | 744 | 720 | 744 | 720 | 744 | 9208.1958 | 8317.08 | 9208.1958 | 8911.1572 | 9208.1958 | 8911.1572 | 9208.1958 | 9208.1958 | 8911.1572 | 9208.1958 | 8911.1572 | 9208.1958 | 8760 | 108419.0792 | 0.75424
7401 | Process Cooling | AL-ALCW | ME-7 | Uniform | 20.0 | [5 empty] | 20.0 | 0.75 | 0.90412 | 0.79925 | 12.3766 |  | 1 | All Day | 24.0 | 744 | 672 | 744 | 720 | 744 | 720 | 744 | 744 | 720 | 744 | 720 | 744 | 9208.1958 | 8317.08 | 9208.1958 | 8911.1572 | 9208.1958 | 8911.1572 | 9208.1958 | 9208.1958 | 8911.1572 | 9208.1958 | 8911.1572 | 9208.1958 | 8760 | 108419.0792 | 0.75424
7402 | Process Cooling | ISIS-LCW | Pump-1 | Uniform | 20.0 | [5 empty] | 20.0 | 0.75 | 0.90412 | 0.79925 | 12.3766 |  | 1 | All Day | 24.0 | 744 | 672 | 744 | 720 | 744 | 720 | 744 | 744 | 720 | 744 | 720 | 744 | 9208.1958 | 8317.08 | 9208.1958 | 8911.1572 | 9208.1958 | 8911.1572 | 9208.1958 | 9208.1958 | 8911.1572 | 9208.1958 | 8911.1572 | 9208.1958 | 8760 | 108419.0792 | 0.75424
7403 | Process Cooling | ISIS-LCW | Pump-2 | Uniform | 20.0 | [5 empty] | 20.0 | 0.75 | 0.90412 | 0.79925 | 12.3766 |  | 1 | All Day | 24.0 | 744 | 672 | 744 | 720 | 744 | 720 | 744 | 744 | 720 | 744 | 720 | 744 | 9208.1958 | 8317.08 | 9208.1958 | 8911.1572 | 9208.1958 | 8911.1572 | 9208.1958 | 9208.1958 | 8911.1572 | 9208.1958 | 8911.1572 | 9208.1958 | 8760 | 108419.0792 | 0.75424
7404 | Ventilation | Supply Fan | SF-HD-2 | Uniform | 20.0 | [5 empty] | 20.0 | 0.75 | 0.90412 | 0.79925 | 12.3766 | 0.78 | 1 | All Day | 24.0 | 744 | 672 | 744 | 720 | 744 | 720 | 744 | 744 | 720 | 744 | 720 | 744 | 5602.2663 | 5060.1115 | 5602.2663 | 5421.548 | 5602.2663 | 5421.548 | 5602.2663 | 5602.2663 | 5421.548 | 5602.2663 | 5421.548 | 5602.2663 | 8760 | 65962.1678 | 1.1805
7405 | Ventilation | Return Fan | RF-8 | Uniform | 20.0 | [5 empty] | 20.0 | 0.75 | 0.90412 | 0.79925 | 12.3766 | 0.95 | 1 | All Day | 24.0 | 744 | 672 | 744 | 720 | 744 | 720 | 744 | 744 | 720 | 744 | 720 | 744 | 8310.3967 | 7506.1647 | 8310.3967 | 8042.3194 | 8310.3967 | 8042.3194 | 8310.3967 | 8310.3967 | 8042.3194 | 8310.3967 | 8042.3194 | 8310.3967 | 8760 | 97848.219 | 1.7512
7406 | Ventilation | Supply Fan | SF-ER-1 | Uniform | 20.0 | [5 empty] | 20.0 | 0.75 | 0.90412 | 0.79925 | 12.3766 | 1 | 1 | All Day | 24.0 | 744 | 672 | 744 | 720 | 744 | 720 | 744 | 744 | 720 | 744 | 720 | 744 | 9208.1958 | 8317.08 | 9208.1958 | 8911.1572 | 9208.1958 | 8911.1572 | 9208.1958 | 9208.1958 | 8911.1572 | 9208.1958 | 8911.1572 | 9208.1958 | 8760 | 108419.0792 | 1.9404
7407 | Ventilation | Supply Fan | SF-ER-2 | Uniform | 20.0 | [5 empty] | 20.0 | 0.75 | 0.90412 | 0.79925 | 12.3766 | 1 | 1 | All Day | 24.0 | 744 | 672 | 744 | 720 | 744 | 720 | 744 | 744 | 720 | 744 | 720 | 744 | 9208.1958 | 8317.08 | 9208.1958 | 8911.1572 | 9208.1958 | 8911.1572 | 9208.1958 | 9208.1958 | 8911.1572 | 9208.1958 | 8911.1572 | 9208.1958 | 8760 | 108419.0792 | 1.9404
7408 | Ventilation | Supply Fan | AHU-103 | Uniform | 20 |  | 3 |  | 200.0 |  | 20.0 | 0.75 | 0.90412 | 0.79925 | 12.3766 |  | 1 | All Day | 24.0 | 744 | 672 | 744 | 720 | 744 | 720 | 744 | 744 | 720 | 744 | 720 | 744 | 9208.1958 | 8317.08 | 9208.1958 | 8911.1572 | 9208.1958 | 8911.1572 | 9208.1958 | 9208.1958 | 8911.1572 | 9208.1958 | 8911.1572 | 9208.1958 | 8760 | 108419.0792 | 12.5546
7409 | Ventilation | Exhaust Fan | EF-1 | Uniform | 20.0 | [5 empty] | 20.0 | 0.75 | 0.90412 | 0.79925 | 12.3766 |  | 1 | All Day | 24.0 | 744 | 672 | 744 | 720 | 744 | 720 | 744 | 744 | 720 | 744 | 720 | 744 | 9208.1958 | 8317.08 | 9208.1958 | 8911.1572 | 9208.1958 | 8911.1572 | 9208.1958 | 9208.1958 | 8911.1572 | 9208.1958 | 8911.1572 | 9208.1958 | 8760 | 108419.0792 | 30.6023
7410 | Ventilation | AHU-301 SF 301 | SF-301 | Uniform | 20.0 | [5 empty] | 20.0 | 0.75 | 0.90412 | 0.79925 | 12.3766 | 0.65 | 1 | All Day | 24.0 | 744 | 672 | 744 | 720 | 744 | 720 | 744 | 744 | 720 | 744 | 720 | 744 | 3890.4627 | 3513.9663 | 3890.4627 | 3764.9639 | 3890.4627 | 3764.9639 | 3890.4627 | 3890.4627 | 3764.9639 | 3890.4627 | 3764.9639 | 3890.4627 | 8760 | 45807.061 | 0.91672
7411 | Ventilation | AHU-302 SF 302 | SF-302 | Uniform | 20.0 | [5 empty] | 20.0 | 0.75 | 0.90412 | 0.79925 | 12.3766 | 0.85 | 1 | All Day | 24.0 | 744 | 672 | 744 | 720 | 744 | 720 | 744 | 744 | 720 | 744 | 720 | 744 | 6652.9214 | 6009.0903 | 6652.9214 | 6438.3111 | 6652.9214 | 6438.3111 | 6652.9214 | 6652.9214 | 6438.3111 | 6652.9214 | 6438.3111 | 6652.9214 | 8760 | 78332.7847 | 1.5676
7412 | Ventilation | AHU-303 SF 303 | SF-303 | Uniform | 20.0 | [5 empty] | 20.0 | 0.75 | 0.90412 | 0.79925 | 12.3766 | 0.6 | 1 | All Day | 24.0 | 744 | 672 | 744 | 720 | 744 | 720 | 744 | 744 | 720 | 744 | 720 | 744 | 3314.9505 | 2994.1488 | 3314.9505 | 3208.0166 | 3314.9505 | 3208.0166 | 3314.9505 | 3314.9505 | 3208.0166 | 3314.9505 | 3208.0166 | 3314.9505 | 8760 | 39030.8685 | 0.78111
7413 | Ventilation | AHU-304 SF 304 | SF-304 | Uniform | 20.0 | [5 empty] | 20.0 | 0.75 | 0.90412 | 0.79925 | 12.3766 | 0.9 | 1 | All Day | 24.0 | 744 | 672 | 744 | 720 | 744 | 720 | 744 | 744 | 720 | 744 | 720 | 744 | 7458.6386 | 6736.8348 | 7458.6386 | 7218.0373 | 7458.6386 | 7218.0373 | 7458.6386 | 7458.6386 | 7218.0373 | 7458.6386 | 7218.0373 | 7458.6386 | 8760 | 87819.4542 | 1.7575
7414 | Ventilation | AHU-305 SF 305 | SF-305 | Uniform | 20.0 | [5 empty] | 20.0 | 0.75 | 0.90412 | 0.79925 | 12.3766 | 0.6 | 1 | All Day | 24.0 | 744 | 672 | 744 | 720 | 744 | 720 | 744 | 744 | 720 | 744 | 720 | 744 | 3314.9505 | 2994.1488 | 3314.9505 | 3208.0166 | 3314.9505 | 3208.0166 | 3314.9505 | 3314.9505 | 3208.0166 | 3314.9505 | 3208.0166 | 3314.9505 | 8760 | 39030.8685 | 0.78111
7415 | Ventilation | AHU-405 SF 405 | SF-405 | Uniform | 20.0 | [5 empty] | 20.0 | 0.75 | 0.90412 | 0.79925 | 12.3766 | 0.6 | 1 | All Day | 24.0 | 744 | 672 | 744 | 720 | 744 | 720 | 744 | 744 | 720 | 744 | 720 | 744 | 3314.9505 | 2994.1488 | 3314.9505 | 3208.0166 | 3314.9505 | 3208.0166 | 3314.9505 | 3314.9505 | 3208.0166 | 3314.9505 | 3208.0166 | 3314.9505 | 8760 | 39030.8685 | 0.78111
7416 | Ventilation | AHU-406 SF 406 | SF-406 | Uniform | 20.0 | [5 empty] | 20.0 | 0.75 | 0.90412 | 0.79925 | 12.3766 | 0.6 | 1 | All Day | 24.0 | 744 | 672 | 744 | 720 | 744 | 720 | 744 | 744 | 720 | 744 | 720 | 744 | 3314.9505 | 2994.1488 | 3314.9505 | 3208.0166 | 3314.9505 | 3208.0166 | 3314.9505 | 3314.9505 | 3208.0166 | 3314.9505 | 3208.0166 | 3314.9505 | 8760 | 39030.8685 | 0.78111
7417 | Ventilation | Roof Exhaust Fans (Bay 1) | EB-1A to -1D | Uniform | 20.0 | [5 empty] | 20.0 | 0.75 | 0.90412 | 0.79925 | 12.3766 | 0.6 | 1 | All Day | 24.0 | 744 | 672 | 744 | 720 | 744 | 720 | 744 | 744 | 720 | 744 | 720 | 744 | 3314.9505 | 2994.1488 | 3314.9505 | 3208.0166 | 3314.9505 | 3208.0166 | 3314.9505 | 3314.9505 | 3208.0166 | 3314.9505 | 3208.0166 | 3314.9505 | 8760 | 39030.8685 | 0.78111
7418 | Ventilation | Roof Exhaust Fans (Bay 2) | EB-2A to -2D | Uniform | 20.0 | [5 empty] | 20.0 | 0.75 | 0.90412 | 0.79925 | 12.3766 | 0.85 | 1 | All Day | 24.0 | 744 | 672 | 744 | 720 | 744 | 720 | 744 | 744 | 720 | 744 | 720 | 744 | 6652.9214 | 6009.0903 | 6652.9214 | 6438.3111 | 6652.9214 | 6438.3111 | 6652.9214 | 6652.9214 | 6438.3111 | 6652.9214 | 6438.3111 | 6652.9214 | 8760 | 78332.7847 | 1.5676
7419 | Ventilation | Roof Exhaust Fans (Bay 3) | EB-3A to -3D | Uniform | 20.0 | [5 empty] | 20.0 | 0.75 | 0.90412 | 0.79925 | 12.3766 | 0.797 | 1 | All Day | 24.0 | 744 | 672 | 744 | 720 | 744 | 720 | 744 | 744 | 720 | 744 | 720 | 744 | 5849.1288 | 5283.0841 | 5849.1288 | 5660.4473 | 5849.1288 | 5660.4473 | 5849.1288 | 5849.1288 | 5660.4473 | 5849.1288 | 5660.4473 | 5849.1288 | 8760 | 68868.7749 | 1.3782
7420 | Ventilation | Roof Exhaust Fans (Bay 4) | EB-4A to -4D | Uniform | 20.0 | [5 empty] | 20.0 | 0.75 | 0.90412 | 0.79925 | 12.3766 | 0.65 | 1 | All Day | 24.0 | 744 | 672 | 744 | 720 | 744 | 720 | 744 | 744 | 720 | 744 | 720 | 744 | 3890.4627 | 3513.9663 | 3890.4627 | 3764.9639 | 3890.4627 | 3764.9639 | 3890.4627 | 3890.4627 | 3764.9639 | 3890.4627 | 3764.9639 | 3890.4627 | 8760 | 45807.061 | 0.91672
7421 | Ventilation | Roof Exhaust Fans (Bay 5) | EB-5A to -5D | Uniform | 20.0 | [5 empty] | 20.0 | 0.75 | 0.90412 | 0.79925 | 12.3766 |  | 1 | All Day | 24.0 | 744 | 672 | 744 | 720 | 744 | 720 | 744 | 744 | 720 | 744 | 720 | 744 | 9208.1958 | 8317.08 | 9208.1958 | 8911.1572 | 9208.1958 | 8911.1572 | 9208.1958 | 9208.1958 | 8911.1572 | 9208.1958 | 8911.1572 | 9208.1958 | 8760 | 108419.0792 | 2.1698
7422 | Ventilation | Roof Exhaust Fans (Bay 6) | EB-6A to -6D | Uniform | 20.0 | [5 empty] | 20.0 | 0.75 | 0.90412 | 0.79925 | 12.3766 | 1 | 1 | All Day | 24.0 | 744 | 672 | 744 | 720 | 744 | 720 | 744 | 744 | 720 | 744 | 720 | 744 | 9208.1958 | 8317.08 | 9208.1958 | 8911.1572 | 9208.1958 | 8911.1572 | 9208.1958 | 9208.1958 | 8911.1572 | 9208.1958 | 8911.1572 | 9208.1958 | 8760 | 108419.0792 | 2.1698
7423 | Ventilation | AHU-1 SF | A1SF | Uniform | 20.0 | [5 empty] | 20.0 | 0.75 | 0.90412 | 0.79925 | 12.3766 |  | 1 | All Day | 24.0 | 744 | 672 | 744 | 720 | 744 | 720 | 744 | 744 | 720 | 744 | 720 | 744 | 9208.1958 | 8317.08 | 9208.1958 | 8911.1572 | 9208.1958 | 8911.1572 | 9208.1958 | 9208.1958 | 8911.1572 | 9208.1958 | 8911.1572 | 9208.1958 | 8760 | 108419.0792 | 10.5345
7424 | Pump | Circulation Pump | P-3 | Uniform | 20.0 | [5 empty] | 20.0 | 0.75 | 0.90412 | 0.79925 | 12.3766 |  | 1 | All Day | 24.0 | 744 | 672 | 744 | 720 | 744 | 720 | 744 | 744 | 720 | 744 | 720 | 744 | 9208.1958 | 8317.08 | 9208.1958 | 8911.1572 | 9208.1958 | 8911.1572 | 9208.1958 | 9208.1958 | 8911.1572 | 9208.1958 | 8911.1572 | 9208.1958 | 8760 | 108419.0792 | 23.0751
7425 | Ventilation | Supply Fan | AH01-SF | Uniform | 20.0 | [5 empty] | 20.0 | 0.75 | 0.90412 | 0.79925 | 12.3766 |  | 1 | All Day | 24.0 | 744 | 672 | 744 | 720 | 744 | 720 | 744 | 744 | 720 | 744 | 720 | 744 | 9208.1958 | 8317.08 | 9208.1958 | 8911.1572 | 9208.1958 | 8911.1572 | 9208.1958 | 9208.1958 | 8911.1572 | 9208.1958 | 8911.1572 | 9208.1958 | 8760 | 108419.0792 | 6.1815
7426 | Ventilation | Supply Fan | AH02-SF | Uniform | 20.0 | [5 empty] | 20.0 | 0.75 | 0.90412 | 0.79925 | 12.3766 |  | 1 | All Day | 24.0 | 744 | 672 | 744 | 720 | 744 | 720 | 744 | 744 | 720 | 744 | 720 | 744 | 9208.1958 | 8317.08 | 9208.1958 | 8911.1572 | 9208.1958 | 8911.1572 | 9208.1958 | 9208.1958 | 8911.1572 | 9208.1958 | 8911.1572 | 9208.1958 | 8760 | 108419.0792 | 6.1815
7427 | Ventilation | Supply Fan | SF-HD-2 | Uniform | 20.0 | [5 empty] | 20.0 | 0.75 | 0.90412 | 0.79925 | 12.3766 | 0.78 | 1 | All Day | 24.0 | 744 | 672 | 744 | 720 | 744 | 720 | 744 | 744 | 720 | 744 | 720 | 744 | 5602.2663 | 5060.1115 | 5602.2663 | 5421.548 | 5602.2663 | 5421.548 | 5602.2663 | 5602.2663 | 5421.548 | 5602.2663 | 5421.548 | 5602.2663 | 8760 | 65962.1678 | 1.1805
7428 | Ventilation | Return Fan | RF-8 | Uniform | 20.0 | [5 empty] | 20.0 | 0.75 | 0.90412 | 0.79925 | 12.3766 | 0.95 | 1 | All Day | 24.0 | 744 | 672 | 744 | 720 | 744 | 720 | 744 | 744 | 720 | 744 | 720 | 744 | 8310.3967 | 7506.1647 | 8310.3967 | 8042.3194 | 8310.3967 | 8042.3194 | 8310.3967 | 8310.3967 | 8042.3194 | 8310.3967 | 8042.3194 | 8310.3967 | 8760 | 97848.219 | 1.7512
7429 | Ventilation | Supply Fan | SF-ER-1 | Uniform | 20.0 | [5 empty] | 20.0 | 0.75 | 0.90412 | 0.79925 | 12.3766 | 1 | 1 | All Day | 24.0 | 744 | 672 | 744 | 720 | 744 | 720 | 744 | 744 | 720 | 744 | 720 | 744 | 9208.1958 | 8317.08 | 9208.1958 | 8911.1572 | 9208.1958 | 8911.1572 | 9208.1958 | 9208.1958 | 8911.1572 | 9208.1958 | 8911.1572 | 9208.1958 | 8760 | 108419.0792 | 1.9404
7430 | Ventilation | Supply Fan | SF-ER-2 | Uniform | 20.0 | [5 empty] | 20.0 | 0.75 | 0.90412 | 0.79925 | 12.3766 | 1 | 1 | All Day | 24.0 | 744 | 672 | 744 | 720 | 744 | 720 | 744 | 744 | 720 | 744 | 720 | 744 | 9208.1958 | 8317.08 | 9208.1958 | 8911.1572 | 9208.1958 | 8911.1572 | 9208.1958 | 9208.1958 | 8911.1572 | 9208.1958 | 8911.1572 | 9208.1958 | 8760 | 108419.0792 | 1.9404
7431 | Ventilation | Supply Fan |  | Uniform | 20.0 | [5 empty] | 20.0 | 0.75 | 0.90412 | 0.79925 | 12.3766 | 0.8 | 1 | All Day | 24.0 | 744 | 672 | 744 | 720 | 744 | 720 | 744 | 744 | 720 | 744 | 720 | 744 | 5893.2453 | 5322.9312 | 5893.2453 | 5703.1406 | 5893.2453 | 5703.1406 | 5893.2453 | 5893.2453 | 5703.1406 | 5893.2453 | 5703.1406 | 5893.2453 | 8760 | 69388.2107 | 2.7536
7432 | Ventilation | Supply Fan |  | Uniform | 20.0 | [5 empty] | 20.0 | 0.75 | 0.90412 | 0.79925 | 12.3766 | 0.8 | 1 | All Day | 24.0 | 744 | 672 | 744 | 720 | 744 | 720 | 744 | 744 | 720 | 744 | 720 | 744 | 5893.2453 | 5322.9312 | 5893.2453 | 5703.1406 | 5893.2453 | 5703.1406 | 5893.2453 | 5893.2453 | 5703.1406 | 5893.2453 | 5703.1406 | 5893.2453 | 8760 | 69388.2107 | 2.7536
7433 | Ventilation | Supply Fan |  | Uniform | 20.0 | [5 empty] | 20.0 | 0.75 | 0.90412 | 0.79925 | 12.3766 |  | 1 | All Day | 24.0 | 744 | 672 | 744 | 720 | 744 | 720 | 744 | 744 | 720 | 744 | 720 | 744 | 9208.1958 | 8317.08 | 9208.1958 | 8911.1572 | 9208.1958 | 8911.1572 | 9208.1958 | 9208.1958 | 8911.1572 | 9208.1958 | 8911.1572 | 9208.1958 | 8760 | 108419.0792 | 4.3025
7434 | Ventilation | Supply Fan ( Makeup Air Unit) | MUA001-VTC | MUAs | 20.0 | [5 empty] | 20.0 | 0.75 | 0.90412 | 0.79925 | 12.3766 |  | 1 | All Day | 24.0 | 744 | 672 | 744 | 703 | 721 | 609 | 461 | 463 | 646 | 744 | 720 | 744 | 9208.1958 | 8317.08 | 9208.1958 | 8700.7549 | 8923.5338 | 7537.3538 | 5705.6159 | 5730.3691 | 7995.2883 | 9208.1958 | 8911.1572 | 9208.1958 | 7971 | 98653.9361 | 5.5209
7435 | Ventilation | Return Fan | AHU-9 | Uniform | 20.0 | [5 empty] | 20.0 | 0.75 | 0.90412 | 0.79925 | 12.3766 | 0.72 | 1 | AHU-9, 10 | 8.571428571428570 | 265.7143 | 240 | 265.7143 | 257.1429 | 265.7143 | 257.1429 | 265.7143 | 239.1429 | 257.1429 | 265.7143 | 257.1429 | 265.7143 | 1704.8317 | 1539.848 | 1704.8317 | 1649.8371 | 1704.8317 | 1649.8371 | 1704.8317 | 1534.3485 | 1649.8371 | 1704.8317 | 1649.8371 | 1704.8317 | 3102 | 19902.5349 | 0.46572
7436 | Ventilation | Supply fan | F-6 (AHU-6) | Uniform | 20.0 | [5 empty] | 20.0 | 0.75 | 0.90412 | 0.79925 | 12.3766 | 0.9 | 1 | AHU-6 | 17.0 | 527 | 476 | 527 | 510 | 527 | 510 | 527 | 527 | 510 | 527 | 510 | 527 | 5283.2023 | 4771.9247 | 5283.2023 | 5112.7764 | 5283.2023 | 5112.7764 | 5283.2023 | 5283.2023 | 5112.7764 | 5283.2023 | 5112.7764 | 5283.2023 | 6205 | 62205.4467 | 7.689
7437 | Pump |  |  | Uniform | 20.0 | [5 empty] | 20.0 | 0.75 | 0.90412 | 0.79925 | 12.3766 |  | 0.2 | 24/7 | 24.0 | 148.8 | 134.4 | 148.8 | 144 | 148.8 | 144 | 148.8 | 148.8 | 144 | 148.8 | 144 | 148.8 | 1841.6392 | 1663.416 | 1841.6392 | 1782.2314 | 1841.6392 | 1782.2314 | 1841.6392 | 1841.6392 | 1782.2314 | 1841.6392 | 1782.2314 | 1841.6392 | 1752 | 21683.8158 | 1.5153
7438 | Pump |  |  | Uniform | 20.0 | [5 empty] | 20.0 | 0.75 | 0.90412 | 0.79925 | 12.3766 |  | 0.2 | 24/7 | 24.0 | 148.8 | 134.4 | 148.8 | 144 | 148.8 | 144 | 148.8 | 148.8 | 144 | 148.8 | 144 | 148.8 | 1841.6392 | 1663.416 | 1841.6392 | 1782.2314 | 1841.6392 | 1782.2314 | 1841.6392 | 1841.6392 | 1782.2314 | 1841.6392 | 1782.2314 | 1841.6392 | 1752 | 21683.8158 | 1.5153
7439 | Pump | Pump | P-3 | Chiller | 20.0 | [5 empty] | 20.0 | 0.75 | 0.90412 | 0.79925 | 12.3766 |  | 0.5 | All Day | 24.0 | 0 | 0 | 0 | 9.5 | 42.5 | 90 | 180.5 | 180.5 | 28 | 0 | 1 | 0 | 0 | 0 | 0 | 117.5778 | 526.0058 | 1113.8946 | 2233.9776 | 2233.9776 | 346.545 | 0 | 12.3766 | 0 | 532 | 6584.355 | 1.4571
7440 | Pump | Pump | P-4 | Chiller | 20.0 | [5 empty] | 20.0 | 0.75 | 0.90412 | 0.79925 | 12.3766 |  | 0.5 | All Day | 24.0 | 0 | 0 | 0 | 9.5 | 42.5 | 90 | 180.5 | 180.5 | 28 | 0 | 1 | 0 | 0 | 0 | 0 | 117.5778 | 526.0058 | 1113.8946 | 2233.9776 | 2233.9776 | 346.545 | 0 | 12.3766 | 0 | 532 | 6584.355 | 1.4571
7441 | Ventilation | Supply Fan (SF-2) | AHU-2 | Uniform | 20.0 | [5 empty] | 20.0 | 0.75 | 0.90412 | 0.79925 | 12.3766 | 0.6 | 1 | Occupied | 16.0 | 496 | 448 | 496 | 480 | 496 | 480 | 496 | 496 | 480 | 496 | 480 | 496 | 2209.967 | 1996.0992 | 2209.967 | 2138.6777 | 2209.967 | 2138.6777 | 2209.967 | 2209.967 | 2138.6777 | 2209.967 | 2138.6777 | 2209.967 | 5840 | 26020.579 | 1.8761
7442 | Ventilation | AHU-2 SF | A2SF | Uniform | 20.0 | [5 empty] | 20.0 | 0.75 | 0.90412 | 0.79925 | 12.3766 | 0.9 | 1 | NTSB Programming | 14.0 | 434 | 392 | 434 | 420 | 434 | 420 | 434 | 434 | 420 | 434 | 420 | 434 | 4350.8725 | 3929.8203 | 4350.8725 | 4210.5218 | 4350.8725 | 4210.5218 | 4350.8725 | 4350.8725 | 4210.5218 | 4350.8725 | 4210.5218 | 4350.8725 | 5110 | 51228.0149 | 4.9775
7443 | Ventilation | Supply Fan | AH05-SF | Uniform | 20.0 | [5 empty] | 20.0 | 0.75 | 0.90412 | 0.79925 | 12.3766 | 0.75 | 1 | AHU 5&6 | 16.5 | 511.5 | 462 | 511.5 | 495 | 511.5 | 495 | 511.5 | 511.5 | 495 | 511.5 | 495 | 511.5 | 3560.982 | 3216.3708 | 3560.982 | 3446.1116 | 3560.982 | 3446.1116 | 3560.982 | 3560.982 | 3446.1116 | 3560.982 | 3446.1116 | 3560.982 | 6022.5 | 41927.6908 | 2.3905
7444 | Ventilation | Supply Fan | AH06-SF | Uniform | 20.0 | [5 empty] | 20.0 | 0.75 | 0.90412 | 0.79925 | 12.3766 | 0.75 | 1 | AHU 5&6 | 16.5 | 511.5 | 462 | 511.5 | 495 | 511.5 | 495 | 511.5 | 511.5 | 495 | 511.5 | 495 | 511.5 | 3560.982 | 3216.3708 | 3560.982 | 3446.1116 | 3560.982 | 3446.1116 | 3560.982 | 3560.982 | 3446.1116 | 3560.982 | 3446.1116 | 3560.982 | 6022.5 | 41927.6908 | 2.3905
7445 | Ventilation | AHU-1 SF | A1SF | Uniform | 20.0 | [5 empty] | 20.0 | 0.75 | 0.90412 | 0.79925 | 12.3766 |  | 1 | F1 | 14.5 | 449.5 | 406 | 449.5 | 435 | 449.5 | 435 | 449.5 | 449.5 | 435 | 449.5 | 435 | 449.5 | 5563.2849 | 5024.9025 | 5563.2849 | 5383.8241 | 5563.2849 | 5383.8241 | 5563.2849 | 5563.2849 | 5383.8241 | 5563.2849 | 5383.8241 | 5563.2849 | 5292.5 | 65503.1937 | 7.0054
7446 | Ventilation | AHU-2 SF | A2SF | Uniform | 20.0 | [5 empty] | 20.0 | 0.75 | 0.90412 | 0.79925 | 12.3766 | 0.75 | 1 | F2 | 14.5 | 449.5 | 406 | 449.5 | 435 | 449.5 | 435 | 449.5 | 449.5 | 435 | 449.5 | 435 | 449.5 | 3129.3478 | 2826.5077 | 3129.3478 | 3028.4011 | 3129.3478 | 3028.4011 | 3129.3478 | 3129.3478 | 3028.4011 | 3129.3478 | 3028.4011 | 3129.3478 | 5292.5 | 36845.5465 | 3.9405
7447 | Ventilation | Air handling unit | AHU-1 RF | AHU | 20.0 | [5 empty] | 20.0 | 0.75 | 0.90412 | 0.79925 | 12.3766 |  | 0.5 | HVAC Winter | 17.5 | 271.25 | 245 | 271.25 | 183.75 | 162.75 | 131.25 | 81.375 | 271.25 | 262.5 | 271.25 | 262.5 | 271.25 | 3357.1547 | 3032.2688 | 3357.1547 | 2274.2016 | 2014.2928 | 1624.4297 | 1007.1464 | 3357.1547 | 3248.8594 | 3357.1547 | 3248.8594 | 3357.1547 | 2685.375 | 33235.8316 | 2.3187
7448 | Ventilation | Air handling unit | AHU-2 RF | AHU | 20.0 | [5 empty] | 20.0 | 0.75 | 0.90412 | 0.79925 | 12.3766 |  | 0.5 | HVAC Winter | 17.5 | 271.25 | 245 | 271.25 | 183.75 | 162.75 | 131.25 | 81.375 | 271.25 | 262.5 | 271.25 | 262.5 | 271.25 | 3357.1547 | 3032.2688 | 3357.1547 | 2274.2016 | 2014.2928 | 1624.4297 | 1007.1464 | 3357.1547 | 3248.8594 | 3357.1547 | 3248.8594 | 3357.1547 | 2685.375 | 33235.8316 | 2.3187
7449 | Pump | Heating Water Supply | P-3 | Heating Pump | 20.0 | [5 empty] | 20.0 | 0.75 | 0.90412 | 0.79925 | 12.3766 |  | 0.5 | N | 18.428571428571400 | 285.6429 | 258 | 273.3571 | 239.5714 | 165.3452 | 28.6667 | 6.6548 | 1.5357 | 84.9762 | 240.5952 | 274.8929 | 285.6429 | 3535.2894 | 3193.1647 | 3383.234 | 2965.0815 | 2046.4131 | 354.7961 | 82.3634 | 19.0069 | 1051.7169 | 2977.7528 | 3402.2409 | 3535.2894 | 2144.881 | 26546.3491 | 1.8551
7450 | Pump | Heating Water Supply | P-4 | Heating Pump | 20.0 | [5 empty] | 20.0 | 0.75 | 0.90412 | 0.79925 | 12.3766 |  | 0.5 | N | 18.428571428571400 | 285.6429 | 258 | 273.3571 | 239.5714 | 165.3452 | 28.6667 | 6.6548 | 1.5357 | 84.9762 | 240.5952 | 274.8929 | 285.6429 | 3535.2894 | 3193.1647 | 3383.234 | 2965.0815 | 2046.4131 | 354.7961 | 82.3634 | 19.0069 | 1051.7169 | 2977.7528 | 3402.2409 | 3535.2894 | 2144.881 | 26546.3491 | 1.8551
7451 | AC system | Fan Cooling Tower | CT-1 | Cooling 2 | 20.0 | [5 empty] | 20.0 | 0.75 | 0.90412 | 0.79925 | 12.3766 |  | 0.3 | Fluid Cooler | 13.0 | 0 | 0 | 0 | 0 | 60.45 | 70.2 | 120.9 | 120.9 | 81.9 | 24.18 | 0 | 0 | 0 | 0 | 0 | 0 | 748.1659 | 868.8378 | 1496.3318 | 1496.3318 | 1013.6441 | 299.2664 | 0 | 0 | 478.53 | 5922.5779 | 1.0122
7452 | AC system | Fan Cooling Tower | CT-1A | Cooling 2 | 20.0 | [5 empty] | 20.0 | 0.75 | 0.90412 | 0.79925 | 12.3766 |  | 0.3 | Fluid Cooler | 13.0 | 0 | 0 | 0 | 0 | 60.45 | 70.2 | 120.9 | 120.9 | 81.9 | 24.18 | 0 | 0 | 0 | 0 | 0 | 0 | 748.1659 | 868.8378 | 1496.3318 | 1496.3318 | 1013.6441 | 299.2664 | 0 | 0 | 478.53 | 5922.5779 | 1.0122
7453 | Ventilation | Supply Fan | AH-11 OR S-2 | Spring | 20.0 | [5 empty] | 20.0 | 0.75 | 0.90412 | 0.79925 | 12.3766 |  | 1 | HA-AH-11-Spr | 6.785714285714290 | 210.3571 | 190 | 210.3571 | 203.5714 | 0 | 0 | 0 | 0 | 0 | 0 | 0 | 0 | 2603.5077 | 2351.5554 | 2603.5077 | 2519.5236 | 0 | 0 | 0 | 0 | 0 | 0 | 0 | 0 | 814.2857 | 10078.0944 | 0.48316
7454 | Pump | Chilled Water Pump |  | Cooling 1 | 20.0 | [5 empty] | 20.0 | 0.75 | 0.90412 | 0.79925 | 12.3766 |  | 0.5 | Floor Fans | 8.928571428571430 | 0 | 0 | 1.3839 | 13.3929 | 69.1964 | 133.9286 | 138.3929 | 138.3929 | 66.9643 | 1.3839 | 0 | 0 | 0 | 0 | 17.1283 | 165.7581 | 856.417 | 1657.5813 | 1712.834 | 1712.834 | 828.7907 | 17.1283 | 0 | 0 | 563.0357 | 6968.4719 | 1.5011
7455 | Pump | Chilled Water Pump |  | Cooling 1 | 20.0 | [5 empty] | 20.0 | 0.75 | 0.90412 | 0.79925 | 12.3766 |  | 0.5 | Floor Fans | 8.928571428571430 | 0 | 0 | 1.3839 | 13.3929 | 69.1964 | 133.9286 | 138.3929 | 138.3929 | 66.9643 | 1.3839 | 0 | 0 | 0 | 0 | 17.1283 | 165.7581 | 856.417 | 1657.5813 | 1712.834 | 1712.834 | 828.7907 | 17.1283 | 0 | 0 | 563.0357 | 6968.4719 | 1.5118
7456 | Pump | Chilled Water Pump |  | Cooling 1 | 20.0 | [5 empty] | 20.0 | 0.75 | 0.90412 | 0.79925 | 12.3766 |  | 0.5 | Floor Fans | 8.928571428571430 | 0 | 0 | 1.3839 | 13.3929 | 69.1964 | 133.9286 | 138.3929 | 138.3929 | 66.9643 | 1.3839 | 0 | 0 | 0 | 0 | 17.1283 | 165.7581 | 856.417 | 1657.5813 | 1712.834 | 1712.834 | 828.7907 | 17.1283 | 0 | 0 | 563.0357 | 6968.4719 | 1.5011
7457 | Pump | Chilled Water Pump |  | Cooling 1 | 20.0 | [5 empty] | 20.0 | 0.75 | 0.90412 | 0.79925 | 12.3766 |  | 0.5 | Floor Fans | 8.928571428571430 | 0 | 0 | 1.3839 | 13.3929 | 69.1964 | 133.9286 | 138.3929 | 138.3929 | 66.9643 | 1.3839 | 0 | 0 | 0 | 0 | 17.1283 | 165.7581 | 856.417 | 1657.5813 | 1712.834 | 1712.834 | 828.7907 | 17.1283 | 0 | 0 | 563.0357 | 6968.4719 | 1.5118
7458 | Ventilation | Supply fan | AHU-1 | Uniform | 20.0 | [5 empty] | 20.0 | 0.75 | 0.90412 | 0.79925 | 12.3766 | 1 | 1 | AHU-1 | 11.142857142857100 | 345.4286 | 312 | 345.4286 | 334.2857 | 345.4286 | 334.2857 | 345.4286 | 345.4286 | 334.2857 | 345.4286 | 334.2857 | 345.4286 | 4275.2338 | 3861.5015 | 4275.2338 | 4137.323 | 4275.2338 | 4137.323 | 4275.2338 | 4275.2338 | 4137.323 | 4275.2338 | 4137.323 | 4275.2338 | 4067.1429 | 50337.4296 | 20.1081
7459 | Pump | Pump | P-1 | Heating 1 | 20.0 | [5 empty] | 20.0 | 0.75 | 0.90412 | 0.79925 | 12.3766 | 0.41 | 0.5 | All Day | 24.0 | 372 | 336 | 279 | 216 | 148.8 | 72 | 9.3 | 9.3 | 0 | 223.2 | 288 | 372 | 773.9489 | 699.0506 | 580.4616 | 449.3897 | 309.5795 | 149.7966 | 19.3487 | 19.3487 | 0 | 464.3693 | 599.1862 | 773.9489 | 2325.6 | 4838.4286 | 0.0916
7460 | Pump | Pump | P-2 | Heating 1 | 20.0 | [5 empty] | 20.0 | 0.75 | 0.90412 | 0.79925 | 12.3766 | 0.41 | 0.5 | All Day | 24.0 | 372 | 336 | 279 | 216 | 148.8 | 72 | 9.3 | 9.3 | 0 | 223.2 | 288 | 372 | 773.9489 | 699.0506 | 580.4616 | 449.3897 | 309.5795 | 149.7966 | 19.3487 | 19.3487 | 0 | 464.3693 | 599.1862 | 773.9489 | 2325.6 | 4838.4286 | 0.0916
7461 | Ventilation | Supply Fan | SF-1 | University | 20.0 | [5 empty] | 20.0 | 0.75 | 0.90412 | 0.79925 | 12.3766 |  | 1 | SF-1 | 13.0 | 362.7 | 364 | 403 | 390 | 362.7 | 351 | 322.4 | 322.4 | 390 | 403 | 390 | 403 | 4488.9954 | 4505.085 | 4987.7727 | 4826.8768 | 4488.9954 | 4344.1891 | 3990.2182 | 3990.2182 | 4826.8768 | 4987.7727 | 4826.8768 | 4987.7727 | 4464.2 | 55251.6499 | 5.9785
7462 | AC system | CT Fans (x4) | CT Fans | Cooling 1 | 20.0 | [5 empty] | 20.0 | 0.75 | 0.90412 | 0.79925 | 12.3766 |  | 0.3 | All Day | 24.0 | 0 | 0 | 0 | 21.6 | 89.28 | 129.6 | 178.56 | 178.56 | 64.8 | 0 | 0 | 0 | 0 | 0 | 0 | 267.3347 | 1104.9835 | 1604.0083 | 2209.967 | 2209.967 | 802.0041 | 0 | 0 | 0 | 662.4 | 8198.2646 | 0.20419
7463 | Pump | Boiler Pump | P-B4 | Heating 1 | 20.0 | [5 empty] | 20.0 | 0.75 | 0.90412 | 0.79925 | 12.3766 |  | 0.1 | All Day | 24.0 | 60.7437 | 29.7876 | 9.8555 | 1.44 | 0.744 | 0.72 | 0 | 0 | 0.72 | 1.488 | 2.16 | 74.4 | 751.8008 | 368.6696 | 121.978 | 17.8223 | 9.2082 | 8.9112 | 0 | 0 | 8.9112 | 18.4164 | 26.7335 | 920.8196 | 182.0588 | 2253.2706 | 0.052727
7464 | Pump | Pool Pump |  | Pool Pump | 20.0 | [5 empty] | 20.0 | 0.75 | 0.90412 | 0.79925 | 12.3766 | 0.95 | 1 | All Day | 24.0 | 0 | 0 | 0 | 0 | 223.2 | 720 | 669.6 | 446.4 | 36 | 0 | 0 | 0 | 0 | 0 | 0 | 0 | 2493.119 | 8042.3194 | 7479.357 | 4986.238 | 402.116 | 0 | 0 | 0 | 2095.2 | 23403.1494 | 36.4854
7465 | Pump | Pump | P-3 | Cooling 1 | 20.0 | [5 empty] | 20.0 | 0.75 | 0.90412 | 0.79925 | 12.3766 |  | 1 | CHW System | 8.314285714285720 | 0 | 23.28 | 25.7743 | 74.8286 | 77.3229 | 74.8286 | 257.7429 | 206.1943 | 249.4286 | 77.3229 | 24.9429 | 0 | 0 | 288.1274 | 318.9982 | 926.1238 | 956.9946 | 926.1238 | 3189.9821 | 2551.9857 | 3087.0795 | 956.9946 | 308.7079 | 0 | 1091.6657 | 13511.1178 | 1.6641
7466 | Pump | Pump | P-4 | Cooling 1 | 20.0 | [5 empty] | 20.0 | 0.75 | 0.90412 | 0.79925 | 12.3766 |  | 1 | CHW System | 8.314285714285720 | 0 | 23.28 | 25.7743 | 74.8286 | 77.3229 | 74.8286 | 257.7429 | 206.1943 | 249.4286 | 77.3229 | 24.9429 | 0 | 0 | 288.1274 | 318.9982 | 926.1238 | 956.9946 | 926.1238 | 3189.9821 | 2551.9857 | 3087.0795 | 956.9946 | 308.7079 | 0 | 1091.6657 | 13511.1178 | 1.6641
7467 | Ventilation | Supply Fan | MUA | Uniform | 20.0 | [5 empty] | 20.0 | 0.75 | 0.90412 | 0.79925 | 12.3766 |  | 1 | Floor Fans | 8.928571428571430 | 276.7857 | 250 | 276.7857 | 267.8571 | 276.7857 | 267.8571 | 276.7857 | 276.7857 | 267.8571 | 276.7857 | 267.8571 | 276.7857 | 3425.6681 | 3094.1518 | 3425.6681 | 3315.1626 | 3425.6681 | 3315.1626 | 3425.6681 | 3425.6681 | 3315.1626 | 3425.6681 | 3315.1626 | 3425.6681 | 3258.9286 | 40334.4789 | 8.6888
7468 | Ventilation | Supply Fan | MUA | Uniform | 20.0 | [5 empty] | 20.0 | 0.75 | 0.90412 | 0.79925 | 12.3766 |  | 1 | Floor Fans | 8.928571428571430 | 276.7857 | 250 | 276.7857 | 267.8571 | 276.7857 | 267.8571 | 276.7857 | 276.7857 | 267.8571 | 276.7857 | 267.8571 | 276.7857 | 3425.6681 | 3094.1518 | 3425.6681 | 3315.1626 | 3425.6681 | 3315.1626 | 3425.6681 | 3425.6681 | 3315.1626 | 3425.6681 | 3315.1626 | 3425.6681 | 3258.9286 | 40334.4789 | 8.7504
7469 | Ventilation | Supply Fan | MUA | Uniform | 20.0 | [5 empty] | 20.0 | 0.75 | 0.90412 | 0.79925 | 12.3766 |  | 1 | Floor Fans | 8.928571428571430 | 276.7857 | 250 | 276.7857 | 267.8571 | 276.7857 | 267.8571 | 276.7857 | 276.7857 | 267.8571 | 276.7857 | 267.8571 | 276.7857 | 3425.6681 | 3094.1518 | 3425.6681 | 3315.1626 | 3425.6681 | 3315.1626 | 3425.6681 | 3425.6681 | 3315.1626 | 3425.6681 | 3315.1626 | 3425.6681 | 3258.9286 | 40334.4789 | 8.6888
7470 | Ventilation | Supply Fan | MUA | Uniform | 20.0 | [5 empty] | 20.0 | 0.75 | 0.90412 | 0.79925 | 12.3766 |  | 1 | Floor Fans | 8.928571428571430 | 276.7857 | 250 | 276.7857 | 267.8571 | 276.7857 | 267.8571 | 276.7857 | 276.7857 | 267.8571 | 276.7857 | 267.8571 | 276.7857 | 3425.6681 | 3094.1518 | 3425.6681 | 3315.1626 | 3425.6681 | 3315.1626 | 3425.6681 | 3425.6681 | 3315.1626 | 3425.6681 | 3315.1626 | 3425.6681 | 3258.9286 | 40334.4789 | 8.7504
7471 | Ventilation | Supply Fan | AH-11 OR S-2 | Fall | 20.0 | [5 empty] | 20.0 | 0.75 | 0.90412 | 0.79925 | 12.3766 |  | 1 | HA-AH-11-Fal | 6.785714285714290 | 0 | 0 | 0 | 0 | 0 | 0 | 0 | 0 | 203.5714 | 210.3571 | 203.5714 | 210.3571 | 0 | 0 | 0 | 0 | 0 | 0 | 0 | 0 | 2519.5236 | 2603.5077 | 2519.5236 | 2603.5077 | 827.8571 | 10246.0627 | 0.49122
7472 | Ventilation | AHU-B04 SF B04 | SF-B04 | Uniform | 20.0 | [5 empty] | 20.0 | 0.75 | 0.90412 | 0.79925 | 12.3766 | 0.7 | 1 | AHU-206/B04 | 21.69795918367350 | 672.6367 | 607.5429 | 672.6367 | 650.9388 | 672.6367 | 650.9388 | 672.6367 | 672.6367 | 650.9388 | 672.6367 | 650.9388 | 672.6367 | 4079.2307 | 3684.4665 | 4079.2307 | 3947.6426 | 4079.2307 | 3947.6426 | 4079.2307 | 4079.2307 | 3947.6426 | 4079.2307 | 3947.6426 | 4079.2307 | 7919.7551 | 48029.6521 | 0.9612
7473 | Pump | Pump | P1 | Gas Boilers | 20.0 | [5 empty] | 20.0 | 0.75 | 0.90412 | 0.79925 | 12.3766 |  | 1 | All Day | 24.0 | 297.6 | 268.8 | 297.6 | 288 | 223.2 | 108 | 2.232 | 11.16 | 72 | 260.4 | 324 | 483.6 | 3683.2783 | 3326.832 | 3683.2783 | 3564.4629 | 2762.4587 | 1336.6736 | 27.6246 | 138.1229 | 891.1157 | 3222.8685 | 4010.0207 | 5985.3273 | 2636.592 | 32632.0636 | 5.3779
7474 | Pump | Pump | P2 | Gas Boilers | 20.0 | [5 empty] | 20.0 | 0.75 | 0.90412 | 0.79925 | 12.3766 |  | 1 | All Day | 24.0 | 297.6 | 268.8 | 297.6 | 288 | 223.2 | 108 | 2.232 | 11.16 | 72 | 260.4 | 324 | 483.6 | 3683.2783 | 3326.832 | 3683.2783 | 3564.4629 | 2762.4587 | 1336.6736 | 27.6246 | 138.1229 | 891.1157 | 3222.8685 | 4010.0207 | 5985.3273 | 2636.592 | 32632.0636 | 5.3779
7475 | AC system | Cooling Tower |  | Cooling 1 | 20.0 | [5 empty] | 20.0 | 0.75 | 0.90412 | 0.79925 | 12.3766 |  | 0.3 | Occupied | 15.428571428571400 | 0 | 0 | 0 | 83.3143 | 100.44 | 138.8571 | 57.3943 | 43.0457 | 41.6571 | 0 | 0 | 0 | 0 | 0 | 0 | 1031.1482 | 1243.1064 | 1718.5803 | 710.3465 | 532.7599 | 515.5741 | 0 | 0 | 0 | 464.7086 | 5751.5155 | 1.3468
7476 | Ventilation | AC-1 Return Fan | RF-1 | Uniform | 20.0 | [5 empty] | 20.0 | 0.75 | 0.90412 | 0.79925 | 12.3766 |  | 1 | AC-1 | 13.142857142857100 | 407.4286 | 368 | 407.4286 | 394.2857 | 407.4286 | 394.2857 | 407.4286 | 407.4286 | 394.2857 | 407.4286 | 394.2857 | 407.4286 | 5042.5834 | 4554.5915 | 5042.5834 | 4879.9194 | 5042.5834 | 4879.9194 | 5042.5834 | 5042.5834 | 4879.9194 | 5042.5834 | 4879.9194 | 5042.5834 | 4797.1429 | 59372.3529 | 5.275
7477 | Pump | Hot Water Heating Circulation Pump | P-H1 | Heating 2 | 20.0 | [5 empty] | 20.0 | 0.75 | 0.90412 | 0.79925 | 12.3766 | 0.7 | 0.5 | All Day | 24.0 | 372 | 285.6 | 241.8 | 144 | 93 | 0 | 0 | 0 | 0 | 0 | 252 | 372 | 2256.008 | 1732.0319 | 1466.4052 | 873.2934 | 564.002 | 0 | 0 | 0 | 0 | 0 | 1528.2635 | 2256.008 | 1760.4 | 10676.0119 | 0.5483
7478 | Pump | Hot Water Heating Circulation Pump | P-H2 | Heating 2 | 20.0 | [5 empty] | 20.0 | 0.75 | 0.90412 | 0.79925 | 12.3766 | 0.7 | 0.5 | All Day | 24.0 | 372 | 285.6 | 241.8 | 144 | 93 | 0 | 0 | 0 | 0 | 0 | 252 | 372 | 2256.008 | 1732.0319 | 1466.4052 | 873.2934 | 564.002 | 0 | 0 | 0 | 0 | 0 | 1528.2635 | 2256.008 | 1760.4 | 10676.0119 | 0.5483
7479 | Pump | Hot Water Heating Circulation Pump | P-H3 | Heating 2 | 20.0 | [5 empty] | 20.0 | 0.75 | 0.90412 | 0.79925 | 12.3766 | 0.7 | 0.5 | All Day | 24.0 | 372 | 285.6 | 241.8 | 144 | 93 | 0 | 0 | 0 | 0 | 0 | 252 | 372 | 2256.008 | 1732.0319 | 1466.4052 | 873.2934 | 564.002 | 0 | 0 | 0 | 0 | 0 | 1528.2635 | 2256.008 | 1760.4 | 10676.0119 | 0.5483
7480 | Pump | Hot Water Heating Circulation Pump | P-H4 | Heating 2 | 20.0 | [5 empty] | 20.0 | 0.75 | 0.90412 | 0.79925 | 12.3766 | 0.7 | 0.5 | All Day | 24.0 | 372 | 285.6 | 241.8 | 144 | 93 | 0 | 0 | 0 | 0 | 0 | 252 | 372 | 2256.008 | 1732.0319 | 1466.4052 | 873.2934 | 564.002 | 0 | 0 | 0 | 0 | 0 | 1528.2635 | 2256.008 | 1760.4 | 10676.0119 | 0.5483
7481 | Pump | Well Pump | P1 | Pump 1 | 20.0 | [5 empty] | 20.0 | 0.85 | 0.90412 | 0.79925 | 14.0268 |  | 1 |  | 24.0 | 595.2 | 672 | 446.4 | 360 | 297.6 | 216 | 148.8 | 7.44 | 18 | 148.8 | 504 | 520.8 | 8348.7642 | 9426.0241 | 6261.5731 | 5049.6557 | 4174.3821 | 3029.7934 | 2087.191 | 104.3596 | 252.4828 | 2087.191 | 7069.518 | 7305.1686 | 3935.04 | 55196.1037 | 7.6666
7482 | Ventilation | AHU-402 SF 402 | SF-402 | Uniform | 20.0 | [5 empty] | 20.0 | 0.75 | 0.90412 | 0.79925 | 12.3766 |  | 1 | AHU-402 | 16.428571428571400 | 509.2857 | 460 | 509.2857 | 492.8571 | 509.2857 | 492.8571 | 509.2857 | 509.2857 | 492.8571 | 509.2857 | 492.8571 | 509.2857 | 6303.2292 | 5693.2393 | 6303.2292 | 6099.8993 | 6303.2292 | 6099.8993 | 6303.2292 | 6303.2292 | 6099.8993 | 6303.2292 | 6099.8993 | 6303.2292 | 5996.4286 | 74215.4411 | 1.4852
7483 | Ventilation | AC-1 Return Fan | RF-1 | Uniform | 20.0 | [5 empty] | 20.0 | 0.75 | 0.90412 | 0.79925 | 12.3766 |  | 1 | AC-1 | 11.928571428571400 | 369.7857 | 334 | 369.7857 | 357.8571 | 369.7857 | 357.8571 | 369.7857 | 369.7857 | 357.8571 | 369.7857 | 357.8571 | 369.7857 | 4576.6925 | 4133.7868 | 4576.6925 | 4429.0573 | 4576.6925 | 4429.0573 | 4576.6925 | 4576.6925 | 4429.0573 | 4576.6925 | 4429.0573 | 4576.6925 | 4353.9286 | 53886.8638 | 4.7868
7484 | Ventilation | AC-1 Return Fan | RF-1 | Uniform | 20.0 | [5 empty] | 20.0 | 0.75 | 0.90412 | 0.79925 | 12.3766 |  | 1 | AC-1 | 11.928571428571400 | 369.7857 | 334 | 369.7857 | 357.8571 | 369.7857 | 357.8571 | 369.7857 | 369.7857 | 357.8571 | 369.7857 | 357.8571 | 369.7857 | 4576.6925 | 4133.7868 | 4576.6925 | 4429.0573 | 4576.6925 | 4429.0573 | 4576.6925 | 4576.6925 | 4429.0573 | 4576.6925 | 4429.0573 | 4576.6925 | 4353.9286 | 53886.8638 | 4.7436
7485 | Pump | Well Pump #9 |  | Pump #9 | 20.0 | [5 empty] | 20.0 | 0.75 | 0.90412 | 0.79925 | 12.3766 |  | 1 | All Day | 24.0 | 297.6 | 672 | 744 | 720 | 446.4 | 504 | 372 | 744 | 720 | 520.8 | 720 | 0 | 3683.2783 | 8317.08 | 9208.1958 | 8911.1572 | 5524.9175 | 6237.81 | 4604.0979 | 9208.1958 | 8911.1572 | 6445.737 | 8911.1572 | 0 | 6460.8 | 79962.7839 | 20.6422
7486 | Pump | Pump | P-3 | Heat Pump | 20.0 | [5 empty] | 20.0 | 0.75 | 0.90412 | 0.79925 | 12.3766 |  | 0.5 | All Day | 24.0 | 241.8 | 268.8 | 223.2 | 216 | 241.8 | 288 | 334.8 | 372 | 288 | 204.6 | 198 | 260.4 | 2992.6636 | 3326.832 | 2762.4587 | 2673.3472 | 2992.6636 | 3564.4629 | 4143.6881 | 4604.0979 | 3564.4629 | 2532.2538 | 2450.5682 | 3222.8685 | 3137.4 | 38830.3675 | 0.73513
7487 | Pump | Pump | P-4 | Heat Pump | 20.0 | [5 empty] | 20.0 | 0.75 | 0.90412 | 0.79925 | 12.3766 |  | 0.5 | All Day | 24.0 | 241.8 | 268.8 | 223.2 | 216 | 241.8 | 288 | 334.8 | 372 | 288 | 204.6 | 198 | 260.4 | 2992.6636 | 3326.832 | 2762.4587 | 2673.3472 | 2992.6636 | 3564.4629 | 4143.6881 | 4604.0979 | 3564.4629 | 2532.2538 | 2450.5682 | 3222.8685 | 3137.4 | 38830.3675 | 0.73513
7488 | Electric heating | CT heater | CT-1 Heater | Heating 1 | 20.0 | [5 empty] | 20.0 | 0.75 | 0.90412 | 0.79925 | 12.3766 |  | 0.5 | All Day | 24.0 | 372 | 336 | 279 | 180 | 148.8 | 72 | 9.3 | 9.3 | 9 | 74.4 | 144 | 260.4 | 4604.0979 | 4158.54 | 3453.0734 | 2227.7893 | 1841.6392 | 891.1157 | 115.1024 | 115.1024 | 111.3895 | 920.8196 | 1782.2314 | 3222.8685 | 1894.2 | 23443.7694 | 5.1881
7489 | AC system | Cooling Tower | CT-1 | Cooling 1 | 20.0 | [5 empty] | 20.0 | 0.75 | 0.90412 | 0.79925 | 12.3766 |  | 0.3 | Occupied | 18.0 | 0 | 0 | 0 | 162 | 100.44 | 97.2 | 100.44 | 167.4 | 113.4 | 50.22 | 0 | 0 | 0 | 0 | 0 | 2005.0104 | 1243.1064 | 1203.0062 | 1243.1064 | 2071.844 | 1403.5073 | 621.5532 | 0 | 0 | 791.1 | 9791.134 | 1.0978
7490 | Pump | Pump | P1 | Gas Boilers | 20.0 | [5 empty] | 20.0 | 0.75 | 0.90412 | 0.79925 | 12.3766 |  | 1 | All Day | 24.0 | 297.6 | 268.8 | 297.6 | 288 | 223.2 | 108 | 18.6 | 18.6 | 72 | 260.4 | 324 | 483.6 | 3683.2783 | 3326.832 | 3683.2783 | 3564.4629 | 2762.4587 | 1336.6736 | 230.2049 | 230.2049 | 891.1157 | 3222.8685 | 4010.0207 | 5985.3273 | 2660.4 | 32926.7258 | 8.803
7491 | Pump | Pump | P2 | Gas Boilers | 20.0 | [5 empty] | 20.0 | 0.75 | 0.90412 | 0.79925 | 12.3766 |  | 1 | All Day | 24.0 | 297.6 | 268.8 | 297.6 | 288 | 223.2 | 108 | 18.6 | 18.6 | 72 | 260.4 | 324 | 483.6 | 3683.2783 | 3326.832 | 3683.2783 | 3564.4629 | 2762.4587 | 1336.6736 | 230.2049 | 230.2049 | 891.1157 | 3222.8685 | 4010.0207 | 5985.3273 | 2660.4 | 32926.7258 | 8.803
7492 | Pump | Pump |  | Washdown | 20.0 | [5 empty] | 20.0 | 0.85 | 0.90412 | 0.79925 | 14.0268 |  | 1 |  | 24.0 | 111.6 | 0 | 0 | 0 | 0 | 0 | 0 | 0 | 36 | 111.6 | 108 | 111.6 | 1565.3933 | 0 | 0 | 0 | 0 | 0 | 0 | 0 | 504.9656 | 1565.3933 | 1514.8967 | 1565.3933 | 478.8 | 6716.0421 | 0.93284
7493 | Pump | Chilled Water Pump | P-CH1A | Uniform | 20.0 | [5 empty] | 20.0 | 0.75 | 0.90412 | 0.79925 | 12.3766 |  | 0.5 | All Day | 24.0 | 372 | 336 | 372 | 360 | 372 | 360 | 372 | 334.8 | 360 | 372 | 360 | 372 | 4604.0979 | 4158.54 | 4604.0979 | 4455.5786 | 4604.0979 | 4455.5786 | 4604.0979 | 4143.6881 | 4455.5786 | 4604.0979 | 4455.5786 | 4604.0979 | 4342.8 | 53749.1298 | 1.2577
7494 | Pump | Chilled Water Pump | P-CH3A | Uniform | 20.0 | [5 empty] | 20.0 | 0.75 | 0.90412 | 0.79925 | 12.3766 |  | 0.5 | All Day | 24.0 | 372 | 336 | 372 | 360 | 372 | 360 | 372 | 334.8 | 360 | 372 | 360 | 372 | 4604.0979 | 4158.54 | 4604.0979 | 4455.5786 | 4604.0979 | 4455.5786 | 4604.0979 | 4143.6881 | 4455.5786 | 4604.0979 | 4455.5786 | 4604.0979 | 4342.8 | 53749.1298 | 1.2577
7495 | Ventilation | Supply Fan | AHU-5 | Uniform | 20.0 | [5 empty] | 20.0 | 0.75 | 0.90412 | 0.79925 | 12.3766 | 0.55 | 1 | All Day | 24.0 | 744 | 672 | 744 | 720 | 744 | 720 | 744 | 669.6 | 720 | 744 | 720 | 744 | 2785.4792 | 2515.9167 | 2785.4792 | 2695.6251 | 2785.4792 | 2695.6251 | 2785.4792 | 2506.9313 | 2695.6251 | 2785.4792 | 2695.6251 | 2785.4792 | 8685.6 | 32518.2235 | 0.76093
7496 | Ventilation | Supply Fan | AH-11 OR S-2 | Summer | 20.0 | [5 empty] | 20.0 | 0.75 | 0.90412 | 0.79925 | 12.3766 |  | 1 | HA-AH-11-Sum | 6.428571428571430 | 0 | 0 | 0 | 0 | 199.2857 | 192.8571 | 199.2857 | 199.2857 | 0 | 0 | 0 | 0 | 0 | 0 | 0 | 0 | 2466.481 | 2386.9171 | 2466.481 | 2466.481 | 0 | 0 | 0 | 0 | 790.7143 | 9786.3601 | 0.46918
7497 | Pump | Pump | P-3 | Cooling 1 | 20.0 | [5 empty] | 20.0 | 0.75 | 0.90412 | 0.79925 | 12.3766 |  | 1 | CHW System | 8.314285714 | 0 | 23.28 | 25.7743 | 74.8286 | 77.3229 | 74.8286 | 257.7429 | 206.1943 | 249.4286 | 77.3229 | 24.9429 | 0 | 0 | 288.1274 | 318.9982 | 926.1238 | 956.9946 | 926.1238 | 3189.9821 | 2551.9857 | 3087.0795 | 956.9946 | 308.7079 | 0 | 1091.6657 | 13511.1178 | 1.6641
7498 | Pump | Pump | P-4 | Cooling 1 | 20.0 | [5 empty] | 20.0 | 0.75 | 0.90412 | 0.79925 | 12.3766 |  | 1 | CHW System | 8.314285714 | 0 | 23.28 | 25.7743 | 74.8286 | 77.3229 | 74.8286 | 257.7429 | 206.1943 | 249.4286 | 77.3229 | 24.9429 | 0 | 0 | 288.1274 | 318.9982 | 926.1238 | 956.9946 | 926.1238 | 3189.9821 | 2551.9857 | 3087.0795 | 956.9946 | 308.7079 | 0 | 1091.6657 | 13511.1178 | 1.6641
7499 | Pump | Pump | P-3 | Uniform | 25.0 | [5 empty] | 25.0 | 0.75 | 0.9115 | 0.80375 | 15.3456 |  | 0 | All Day | 24.0 | 0 | 0 | 0 | 0 | 0 | 0 | 0 | 0 | 0 | 0 | 0 | 0 | 0 | 0 | 0 | 0 | 0 | 0 | 0 | 0 | 0 | 0 | 0 | 0 | 0 | 0 | 0
7500 | Pump | Pump | P-2 | Heating 1 | 25.0 | [5 empty] | 25.0 | 0.75 | 0.9115 | 0.80375 | 15.3456 | 0 | 0 | All Day | 24.0 | 0 | 0 | 0 | 0 | 0 | 0 | 0 | 0 | 0 | 0 | 0 | 0 | 0 | 0 | 0 | 0 | 0 | 0 | 0 | 0 | 0 | 0 | 0 | 0 | 0 | 0 | 0
7501 | Pump | Pump | P-2 | Cooling 1 | 25.0 | [5 empty] | 25.0 | 0.75 | 0.9115 | 0.80375 | 15.3456 |  | 0 | Occupied | 16.523809523809500 | 0 | 0 | 0 | 0 | 0 | 0 | 0 | 0 | 0 | 0 | 0 | 0 | 0 | 0 | 0 | 0 | 0 | 0 | 0 | 0 | 0 | 0 | 0 | 0 | 0 | 0 | 0
7502 | Pump | Pump | P-2 | Cooling 1 | 25.0 | [5 empty] | 25.0 | 0.75 | 0.9115 | 0.80375 | 15.3456 |  | 0 | Occupied | 16.523809523809500 | 0 | 0 | 0 | 0 | 0 | 0 | 0 | 0 | 0 | 0 | 0 | 0 | 0 | 0 | 0 | 0 | 0 | 0 | 0 | 0 | 0 | 0 | 0 | 0 | 0 | 0 | 0
7503 | Pump | Condensing Water Pump | P-CH2B | Heating 2 | 25.0 | [5 empty] | 25.0 | 0.75 | 0.9115 | 0.80375 | 15.3456 |  | 0 | All Day | 24.0 | 0 | 0 | 0 | 0 | 0 | 0 | 0 | 0 | 0 | 0 | 0 | 0 | 0 | 0 | 0 | 0 | 0 | 0 | 0 | 0 | 0 | 0 | 0 | 0 | 0 | 0 | 0
7504 | Pump | Condensing Water Pump | P-CH4B | Heating 2 | 25.0 | [5 empty] | 25.0 | 0.75 | 0.9115 | 0.80375 | 15.3456 |  | 0 | All Day | 24.0 | 0 | 0 | 0 | 0 | 0 | 0 | 0 | 0 | 0 | 0 | 0 | 0 | 0 | 0 | 0 | 0 | 0 | 0 | 0 | 0 | 0 | 0 | 0 | 0 | 0 | 0 | 0
7505 | Pump | Pump | P-1 | CT-Free Cool | 25.0 | [5 empty] | 25.0 | 0.75 | 0.9115 | 0.80375 | 15.3456 |  | 0.5 | All Day | 24.0 | 372 | 336 | 372 | 350.5 | 329.5 | 270 | 191.5 | 191.5 | 332 | 372 | 359 | 372 | 5708.5573 | 5156.1163 | 5708.5573 | 5378.6273 | 5056.37 | 4143.3077 | 2938.6794 | 2938.6794 | 5094.734 | 5708.5573 | 5509.0647 | 5708.5573 | 3848 | 59049.808 | 13.0678
7506 | Pump | Pump | P-2 | CT-Free Cool | 25.0 | [5 empty] | 25.0 | 0.75 | 0.9115 | 0.80375 | 15.3456 |  | 0.5 | All Day | 24.0 | 372 | 336 | 372 | 350.5 | 329.5 | 270 | 191.5 | 191.5 | 332 | 372 | 359 | 372 | 5708.5573 | 5156.1163 | 5708.5573 | 5378.6273 | 5056.37 | 4143.3077 | 2938.6794 | 2938.6794 | 5094.734 | 5708.5573 | 5509.0647 | 5708.5573 | 3848 | 59049.808 | 13.0678
7507 | Pump | Pump | P-1 | Uniform | 25.0 | [5 empty] | 25.0 | 0.75 | 0.9115 | 0.80375 | 15.3456 |  | 0.5 | All Day | 24.0 | 372 | 336 | 372 | 360 | 372 | 360 | 372 | 372 | 360 | 372 | 360 | 372 | 5708.5573 | 5156.1163 | 5708.5573 | 5524.4103 | 5708.5573 | 5524.4103 | 5708.5573 | 5708.5573 | 5524.4103 | 5708.5573 | 5524.4103 | 5708.5573 | 4380 | 67213.6588 | 6.2301
7508 | Pump | Pump | P-2 | Uniform | 25.0 | [5 empty] | 25.0 | 0.75 | 0.9115 | 0.80375 | 15.3456 |  | 0.5 | All Day | 24.0 | 372 | 336 | 372 | 360 | 372 | 360 | 372 | 372 | 360 | 372 | 360 | 372 | 5708.5573 | 5156.1163 | 5708.5573 | 5524.4103 | 5708.5573 | 5524.4103 | 5708.5573 | 5708.5573 | 5524.4103 | 5708.5573 | 5524.4103 | 5708.5573 | 4380 | 67213.6588 | 6.2301
7509 | Ventilation | Supply Fan | ME-141 | Uniform | 25.0 | [5 empty] | 25.0 | 0.75 | 0.9115 | 0.80375 | 15.3456 |  | 0.5 | All Day | 24.0 | 372 | 336 | 372 | 360 | 372 | 360 | 372 | 372 | 360 | 372 | 360 | 372 | 5708.5573 | 5156.1163 | 5708.5573 | 5524.4103 | 5708.5573 | 5524.4103 | 5708.5573 | 5708.5573 | 5524.4103 | 5708.5573 | 5524.4103 | 5708.5573 | 4380 | 67213.6588 | 0.46758
7510 | Ventilation | Supply Fan | SF-CD-1 | Uniform | 25.0 | [5 empty] | 25.0 | 0.75 | 0.9115 | 0.80375 | 15.3456 | 0.78 | 1 | All Day | 24.0 | 744 | 672 | 744 | 720 | 744 | 720 | 744 | 744 | 720 | 744 | 720 | 744 | 6946.1726 | 6273.9623 | 6946.1726 | 6722.1025 | 6946.1726 | 6722.1025 | 6946.1726 | 6946.1726 | 6722.1025 | 6946.1726 | 6722.1025 | 6946.1726 | 8760 | 81785.58 | 1.4637
7511 | Ventilation | Return Fan | RF-6 | Uniform | 25.0 | [5 empty] | 25.0 | 0.75 | 0.9115 | 0.80375 | 15.3456 | 0.8 | 1 | All Day | 24.0 | 744 | 672 | 744 | 720 | 744 | 720 | 744 | 744 | 720 | 744 | 720 | 744 | 7306.9534 | 6599.8289 | 7306.9534 | 7071.2452 | 7306.9534 | 7071.2452 | 7306.9534 | 7306.9534 | 7071.2452 | 7306.9534 | 7071.2452 | 7306.9534 | 8760 | 86033.4833 | 1.5397
7512 | Ventilation | Return Fan | RF-7 | Uniform | 25.0 | [5 empty] | 25.0 | 0.75 | 0.9115 | 0.80375 | 15.3456 | 0.95 | 1 | All Day | 24.0 | 744 | 672 | 744 | 720 | 744 | 720 | 744 | 744 | 720 | 744 | 720 | 744 | 10303.946 | 9306.7899 | 10303.946 | 9971.5606 | 10303.946 | 9971.5606 | 10303.946 | 10303.946 | 9971.5606 | 10303.946 | 9971.5606 | 10303.946 | 8760 | 121320.6541 | 2.1713
7513 | Ventilation | Return Fan | RF-9 | Uniform | 25.0 | [5 empty] | 25.0 | 0.75 | 0.9115 | 0.80375 | 15.3456 | 0.8 | 1 | All Day | 24.0 | 744 | 672 | 744 | 720 | 744 | 720 | 744 | 744 | 720 | 744 | 720 | 744 | 7306.9534 | 6599.8289 | 7306.9534 | 7071.2452 | 7306.9534 | 7071.2452 | 7306.9534 | 7306.9534 | 7071.2452 | 7306.9534 | 7071.2452 | 7306.9534 | 8760 | 86033.4833 | 1.5397
7514 | Ventilation | Supply Fan | MUA-1b | Uniform | 25.0 | [5 empty] | 25.0 | 0.75 | 0.9115 | 0.80375 | 15.3456 |  | 1 | 24/7 | 24.0 | 744 | 672 | 744 | 720 | 744 | 720 | 744 | 744 | 720 | 744 | 720 | 744 | 11417.1146 | 10312.2326 | 11417.1146 | 11048.8206 | 11417.1146 | 11048.8206 | 11417.1146 | 11417.1146 | 11048.8206 | 11417.1146 | 11048.8206 | 11417.1146 | 8760 | 134427.3176 | 13.4596
7515 | Ventilation | Supply Fan | MUA-1c | Uniform | 25.0 | [5 empty] | 25.0 | 0.75 | 0.9115 | 0.80375 | 15.3456 |  | 1 | 24/7 | 24.0 | 744 | 672 | 744 | 720 | 744 | 720 | 744 | 744 | 720 | 744 | 720 | 744 | 11417.1146 | 10312.2326 | 11417.1146 | 11048.8206 | 11417.1146 | 11048.8206 | 11417.1146 | 11417.1146 | 11048.8206 | 11417.1146 | 11048.8206 | 11417.1146 | 8760 | 134427.3176 | 13.4596
7516 | Ventilation | AHU-102 SF 102 | SF-102 | Uniform | 25.0 | [5 empty] | 25.0 | 0.75 | 0.9115 | 0.80375 | 15.3456 | 0.62 | 1 | All Day | 24.0 | 744 | 672 | 744 | 720 | 744 | 720 | 744 | 744 | 720 | 744 | 720 | 744 | 4388.7389 | 3964.0222 | 4388.7389 | 4247.1666 | 4388.7389 | 4247.1666 | 4388.7389 | 4388.7389 | 4247.1666 | 4388.7389 | 4247.1666 | 4388.7389 | 8760 | 51673.8609 | 1.0341
7517 | Ventilation | AHU-306 SF 306 | SF-306 | Uniform | 25.0 | [5 empty] | 25.0 | 0.75 | 0.9115 | 0.80375 | 15.3456 | 0.698 | 1 | All Day | 24.0 | 744 | 672 | 744 | 720 | 744 | 720 | 744 | 744 | 720 | 744 | 720 | 744 | 5562.4639 | 5024.161 | 5562.4639 | 5383.0296 | 5562.4639 | 5383.0296 | 5562.4639 | 5562.4639 | 5383.0296 | 5562.4639 | 5383.0296 | 5562.4639 | 8760 | 65493.5268 | 1.3107
7518 | Ventilation | AHU-B05 SF B05 | SF-B05 | Uniform | 25.0 | [5 empty] | 25.0 | 0.75 | 0.9115 | 0.80375 | 15.3456 | 0.7 | 1 | All Day | 24.0 | 744 | 672 | 744 | 720 | 744 | 720 | 744 | 744 | 720 | 744 | 720 | 744 | 5594.3862 | 5052.994 | 5594.3862 | 5413.9221 | 5594.3862 | 5413.9221 | 5594.3862 | 5594.3862 | 5413.9221 | 5594.3862 | 5413.9221 | 5594.3862 | 8760 | 65869.3856 | 1.3182
7519 | Ventilation | EX air (heat recovery) | AHU X-2 | Uniform | 25.0 | [5 empty] | 25.0 | 0.75 | 0.9115 | 0.80375 | 15.3456 |  | 1 | All Day | 24.0 | 744 | 672 | 744 | 720 | 744 | 720 | 744 | 744 | 720 | 744 | 720 | 744 | 11417.1146 | 10312.2326 | 11417.1146 | 11048.8206 | 11417.1146 | 11048.8206 | 11417.1146 | 11417.1146 | 11048.8206 | 11417.1146 | 11048.8206 | 11417.1146 | 8760 | 134427.3176 | 2.545
7520 | Ventilation | Supply Fan | AH07-SF | Uniform | 25.0 | [5 empty] | 25.0 | 0.75 | 0.9115 | 0.80375 | 15.3456 | 0.75 | 1 | All Day | 24.0 | 744 | 672 | 744 | 720 | 744 | 720 | 744 | 744 | 720 | 744 | 720 | 744 | 6422.127 | 5800.6308 | 6422.127 | 6214.9616 | 6422.127 | 6214.9616 | 6422.127 | 6422.127 | 6214.9616 | 6422.127 | 6214.9616 | 6422.127 | 8760 | 75615.3662 | 4.3112
7521 | Ventilation | Supply Fan | AH08-SF | Uniform | 25.0 | [5 empty] | 25.0 | 0.75 | 0.9115 | 0.80375 | 15.3456 | 0.75 | 1 | All Day | 24.0 | 744 | 672 | 744 | 720 | 744 | 720 | 744 | 744 | 720 | 744 | 720 | 744 | 6422.127 | 5800.6308 | 6422.127 | 6214.9616 | 6422.127 | 6214.9616 | 6422.127 | 6422.127 | 6214.9616 | 6422.127 | 6214.9616 | 6422.127 | 8760 | 75615.3662 | 4.3112
7522 | Ventilation | Supply Fan | SF-CD-1 | Uniform | 25.0 | [5 empty] | 25.0 | 0.75 | 0.9115 | 0.80375 | 15.3456 | 0.78 | 1 | All Day | 24.0 | 744 | 672 | 744 | 720 | 744 | 720 | 744 | 744 | 720 | 744 | 720 | 744 | 6946.1726 | 6273.9623 | 6946.1726 | 6722.1025 | 6946.1726 | 6722.1025 | 6946.1726 | 6946.1726 | 6722.1025 | 6946.1726 | 6722.1025 | 6946.1726 | 8760 | 81785.58 | 1.4637
7523 | Ventilation | Return Fan | RF-6 | Uniform | 25.0 | [5 empty] | 25.0 | 0.75 | 0.9115 | 0.80375 | 15.3456 | 0.8 | 1 | All Day | 24.0 | 744 | 672 | 744 | 720 | 744 | 720 | 744 | 744 | 720 | 744 | 720 | 744 | 7306.9534 | 6599.8289 | 7306.9534 | 7071.2452 | 7306.9534 | 7071.2452 | 7306.9534 | 7306.9534 | 7071.2452 | 7306.9534 | 7071.2452 | 7306.9534 | 8760 | 86033.4833 | 1.5397
7524 | Ventilation | Return Fan | RF-7 | Uniform | 25.0 | [5 empty] | 25.0 | 0.75 | 0.9115 | 0.80375 | 15.3456 | 0.95 | 1 | All Day | 24.0 | 744 | 672 | 744 | 720 | 744 | 720 | 744 | 744 | 720 | 744 | 720 | 744 | 10303.946 | 9306.7899 | 10303.946 | 9971.5606 | 10303.946 | 9971.5606 | 10303.946 | 10303.946 | 9971.5606 | 10303.946 | 9971.5606 | 10303.946 | 8760 | 121320.6541 | 2.1713
7525 | Ventilation | Return Fan | RF-9 | Uniform | 25.0 | [5 empty] | 25.0 | 0.75 | 0.9115 | 0.80375 | 15.3456 | 0.8 | 1 | All Day | 24.0 | 744 | 672 | 744 | 720 | 744 | 720 | 744 | 744 | 720 | 744 | 720 | 744 | 7306.9534 | 6599.8289 | 7306.9534 | 7071.2452 | 7306.9534 | 7071.2452 | 7306.9534 | 7306.9534 | 7071.2452 | 7306.9534 | 7071.2452 | 7306.9534 | 8760 | 86033.4833 | 1.5397
7526 | Ventilation | Supply Fan | AHU-2 | Uniform | 25.0 | [5 empty] | 25.0 | 0.75 | 0.9115 | 0.80375 | 15.3456 | 0.7 | 1 | All Day | 24.0 | 744 | 672 | 744 | 720 | 744 | 720 | 744 | 744 | 720 | 744 | 720 | 744 | 5594.3862 | 5052.994 | 5594.3862 | 5413.9221 | 5594.3862 | 5413.9221 | 5594.3862 | 5594.3862 | 5413.9221 | 5594.3862 | 5413.9221 | 5594.3862 | 8760 | 65869.3856 | 12.033
7527 | Ventilation | Supply Fan |  | Uniform | 25.0 | [5 empty] | 25.0 | 0.75 | 0.9115 | 0.80375 | 15.3456 | 0.75 | 1 | All Day | 24.0 | 744 | 672 | 744 | 720 | 744 | 720 | 744 | 744 | 720 | 744 | 720 | 744 | 6422.127 | 5800.6308 | 6422.127 | 6214.9616 | 6422.127 | 6214.9616 | 6422.127 | 6422.127 | 6214.9616 | 6422.127 | 6214.9616 | 6422.127 | 8760 | 75615.3662 | 3.0007
7528 | Ventilation | Supply Fan ( Makeup Air Unit) | MUA002-VTC | MUAs | 25.0 | [5 empty] | 25.0 | 0.75 | 0.9115 | 0.80375 | 15.3456 |  | 1 | All Day | 24.0 | 744 | 672 | 744 | 703 | 721 | 609 | 461 | 463 | 646 | 744 | 720 | 744 | 11417.1146 | 10312.2326 | 11417.1146 | 10787.9457 | 11064.1662 | 9345.4608 | 7074.3143 | 7105.0055 | 9913.2474 | 11417.1146 | 11048.8206 | 11417.1146 | 7971 | 122319.6517 | 6.8453
7529 | Miscellaneous electricity | Compressor |  | Uniform | 25.0 | [5 empty] | 25.0 | 0.75 | 0.9115 | 0.80375 | 15.3456 |  | 0.05 | All Day | 24.0 | 37.2 | 33.6 | 37.2 | 36 | 37.2 | 36 | 37.2 | 37.2 | 36 | 37.2 | 36 | 37.2 | 570.8557 | 515.6116 | 570.8557 | 552.441 | 570.8557 | 552.441 | 570.8557 | 570.8557 | 552.441 | 570.8557 | 552.441 | 570.8557 | 438 | 6721.3659 | 5.7703
7530 | Wastewater treatment | Ultra Filtration System | X-230 | Uniform | 25.0 | [5 empty] | 25.0 | 0.75 | 0.9115 | 0.80375 | 15.3456 |  | 0.1 | 24/7 | 24.0 | 74.4 | 67.2 | 74.4 | 72 | 74.4 | 72 | 74.4 | 74.4 | 72 | 74.4 | 72 | 74.4 | 1141.7115 | 1031.2233 | 1141.7115 | 1104.8821 | 1141.7115 | 1104.8821 | 1141.7115 | 1141.7115 | 1104.8821 | 1141.7115 | 1104.8821 | 1141.7115 | 876 | 13442.7318 | 1.346
7531 | Ventilation | Supply Fan | AH-6 | Uniform | 25.0 | [5 empty] | 25.0 | 0.75 | 0.9115 | 0.80375 | 15.3456 |  | 1 | AHU | 15.0 | 465 | 420 | 465 | 450 | 465 | 450 | 465 | 465 | 450 | 465 | 450 | 465 | 7135.6967 | 6445.1454 | 7135.6967 | 6905.5129 | 7135.6967 | 6905.5129 | 7135.6967 | 7135.6967 | 6905.5129 | 7135.6967 | 6905.5129 | 7135.6967 | 5475 | 84017.0735 | 13.8464
7532 | Ventilation | Exhaust Fan | AH-6 | Uniform | 25.0 | [5 empty] | 25.0 | 0.75 | 0.9115 | 0.80375 | 15.3456 |  | 1 | AHU | 15.0 | 465 | 420 | 465 | 450 | 465 | 450 | 465 | 465 | 450 | 465 | 450 | 465 | 7135.6967 | 6445.1454 | 7135.6967 | 6905.5129 | 7135.6967 | 6905.5129 | 7135.6967 | 7135.6967 | 6905.5129 | 7135.6967 | 6905.5129 | 7135.6967 | 5475 | 84017.0735 | 13.8464
7533 | Ventilation | MUA | HV-1 | Uniform | 25.0 | [5 empty] | 25.0 | 0.75 | 0.9115 | 0.80375 | 15.3456 |  | 1 | B | 8.571428571428570 | 276 | 240 | 252 | 264 | 264 | 252 | 276 | 252 | 264 | 276 | 240 | 276 | 4235.3812 | 3682.9402 | 3867.0872 | 4051.2342 | 4051.2342 | 3867.0872 | 4235.3812 | 3867.0872 | 4051.2342 | 4235.3812 | 3682.9402 | 4235.3812 | 3132 | 48062.3697 | 3.3588
7534 | Pump | Pump | CHWP16 | Cooling 1 | 25.0 | [5 empty] | 25.0 | 0.75 | 0.9115 | 0.80375 | 15.3456 |  | 1 | Cooling | 5.7 | 0 | 0 | 0 | 136.8 | 70.68 | 102.6 | 123.69 | 176.7 | 102.6 | 70.68 | 0 | 0 | 0 | 0 | 0 | 2099.2759 | 1084.6259 | 1574.4569 | 1898.0953 | 2711.5647 | 1574.4569 | 1084.6259 | 0 | 0 | 783.75 | 12027.1016 | 1.4388
7535 | Pump | Pump | CHWP16 | Cooling 1 | 25.0 | [5 empty] | 25.0 | 0.75 | 0.9115 | 0.80375 | 15.3456 |  | 1 | Cooling | 5.7 | 0 | 0 | 0 | 136.8 | 70.68 | 102.6 | 123.69 | 176.7 | 102.6 | 70.68 | 0 | 0 | 0 | 0 | 0 | 2099.2759 | 1084.6259 | 1574.4569 | 1898.0953 | 2711.5647 | 1574.4569 | 1084.6259 | 0 | 0 | 783.75 | 12027.1016 | 1.4388
7536 | Pump | Pump | P-1 | Chiller | 25.0 | [5 empty] | 25.0 | 0.75 | 0.9115 | 0.80375 | 15.3456 |  | 0.5 | All Day | 24.0 | 0 | 0 | 0 | 9.5 | 42.5 | 90 | 180.5 | 180.5 | 28 | 0 | 1 | 0 | 0 | 0 | 0 | 145.783 | 652.1873 | 1381.1026 | 2769.8779 | 2769.8779 | 429.6764 | 0 | 15.3456 | 0 | 532 | 8163.8508 | 1.8067
7537 | Pump | Pump | P-2 | Chiller | 25.0 | [5 empty] | 25.0 | 0.75 | 0.9115 | 0.80375 | 15.3456 |  | 0.5 | All Day | 24.0 | 0 | 0 | 0 | 9.5 | 42.5 | 90 | 180.5 | 180.5 | 28 | 0 | 1 | 0 | 0 | 0 | 0 | 145.783 | 652.1873 | 1381.1026 | 2769.8779 | 2769.8779 | 429.6764 | 0 | 15.3456 | 0 | 532 | 8163.8508 | 1.8067
7538 | Pump | Well Pump | Well A Pump | Well Pump A | 25.0 | [5 empty] | 25.0 | 0.75 | 0.9115 | 0.80375 | 15.3456 |  | 1 | All Day | 24.0 | 0 | 504 | 744 | 720 | 744 | 720 | 744 | 744 | 360 | 0 | 0 | 0 | 0 | 7734.1744 | 11417.1146 | 11048.8206 | 11417.1146 | 11048.8206 | 11417.1146 | 11417.1146 | 5524.4103 | 0 | 0 | 0 | 5280 | 81024.6846 | 13.974
7539 | Ventilation | AHU Supply Fan | SF 3 | Uniform | 25.0 | [5 empty] | 25.0 | 0.75 | 0.9115 | 0.80375 | 15.3456 | 0.8 | 1 | AHU-2/3 | 9.0 | 279 | 252 | 279 | 270 | 279 | 270 | 279 | 279 | 270 | 279 | 270 | 279 | 2740.1075 | 2474.9358 | 2740.1075 | 2651.717 | 2740.1075 | 2651.717 | 2740.1075 | 2740.1075 | 2651.717 | 2740.1075 | 2651.717 | 2740.1075 | 3285 | 32262.5562 | 9.3528
7540 | Ventilation | Supply Fan | AHU-7 | Uniform | 25.0 | [5 empty] | 25.0 | 0.75 | 0.9115 | 0.80375 | 15.3456 |  | 0.75 | All Day | 24.0 | 558 | 504 | 558 | 540 | 558 | 540 | 558 | 558 | 540 | 558 | 540 | 558 | 8562.836 | 7734.1744 | 8562.836 | 8286.6155 | 8562.836 | 8286.6155 | 8562.836 | 8562.836 | 8286.6155 | 8562.836 | 8286.6155 | 8562.836 | 6570 | 100820.4882 | 7.8155
7541 | Ventilation | Supply Fan | AHU-8 | Uniform | 25.0 | [5 empty] | 25.0 | 0.75 | 0.9115 | 0.80375 | 15.3456 |  | 0.75 | All Day | 24.0 | 558 | 504 | 558 | 540 | 558 | 540 | 558 | 558 | 540 | 558 | 540 | 558 | 8562.836 | 7734.1744 | 8562.836 | 8286.6155 | 8562.836 | 8286.6155 | 8562.836 | 8562.836 | 8286.6155 | 8562.836 | 8286.6155 | 8562.836 | 6570 | 100820.4882 | 7.8155
7542 | Ventilation | AHU-201 SF 201 | SF-201 | Uniform | 25.0 | [5 empty] | 25.0 | 0.75 | 0.9115 | 0.80375 | 15.3456 | 0.9 | 1 | AHU-201 | 21.6 | 669.6 | 604.8 | 669.6 | 648 | 669.6 | 648 | 669.6 | 669.6 | 648 | 669.6 | 648 | 669.6 | 8323.0766 | 7517.6176 | 8323.0766 | 8054.5902 | 8323.0766 | 8054.5902 | 8323.0766 | 8323.0766 | 8054.5902 | 8323.0766 | 8054.5902 | 8323.0766 | 7884 | 97997.5145 | 1.9612
7543 | Ventilation | Supply Fan ( AHU) | AHU001-VTC | Uniform | 25.0 | [5 empty] | 25.0 | 0.75 | 0.9115 | 0.80375 | 15.3456 |  | 1 | Bay Hours | 16.0 | 496 | 448 | 496 | 480 | 496 | 480 | 496 | 496 | 480 | 496 | 480 | 496 | 7611.4098 | 6874.8217 | 7611.4098 | 7365.8804 | 7611.4098 | 7365.8804 | 7611.4098 | 7611.4098 | 7365.8804 | 7611.4098 | 7365.8804 | 7611.4098 | 5840 | 89618.2117 | 5.0153
7544 | Ventilation | Supply Fan | AHU-6 | Uniform | 25.0 | [5 empty] | 25.0 | 0.75 | 0.9115 | 0.80375 | 15.3456 |  | 1 | AHU-6 | 14.0 | 434 | 392 | 434 | 420 | 434 | 420 | 434 | 434 | 420 | 434 | 420 | 434 | 6659.9835 | 6015.469 | 6659.9835 | 6445.1454 | 6659.9835 | 6445.1454 | 6659.9835 | 6659.9835 | 6445.1454 | 6659.9835 | 6445.1454 | 6659.9835 | 5110 | 78415.9353 | 6.0787
7545 | AC system | Cooling Tower | CT-1 | Cooling 2 | 25.0 | [5 empty] | 25.0 | 0.75 | 0.9115 | 0.80375 | 15.3456 |  | 0.2 | All Day | 24.0 | 0 | 0 | 0 | 0 | 89.28 | 144 | 148.8 | 148.8 | 86.4 | 0 | 0 | 0 | 0 | 0 | 0 | 0 | 1370.0538 | 2209.7641 | 2283.4229 | 2283.4229 | 1325.8585 | 0 | 0 | 0 | 617.28 | 9472.5222 | 0.48649
7546 | Ventilation | AHU-202 SF 202 | SF-202 | Uniform | 25.0 | [5 empty] | 25.0 | 0.75 | 0.9115 | 0.80375 | 15.3456 | 0.8 | 1 | AHU-202/3/4 | 21.72244897959180 | 673.3959 | 608.2286 | 673.3959 | 651.6735 | 673.3959 | 651.6735 | 673.3959 | 673.3959 | 651.6735 | 673.3959 | 651.6735 | 673.3959 | 6613.5384 | 5973.5186 | 6613.5384 | 6400.1985 | 6613.5384 | 6400.1985 | 6613.5384 | 6613.5384 | 6400.1985 | 6613.5384 | 6400.1985 | 6613.5384 | 7928.6939 | 77869.0813 | 1.5584
7547 | Ventilation | AHU-203 SF 203 | SF-203 | Uniform | 25.0 | [5 empty] | 25.0 | 0.75 | 0.9115 | 0.80375 | 15.3456 | 0.5 | 1 | AHU-202/3/4 | 21.72244897959180 | 673.3959 | 608.2286 | 673.3959 | 651.6735 | 673.3959 | 651.6735 | 673.3959 | 673.3959 | 651.6735 | 673.3959 | 651.6735 | 673.3959 | 2583.4134 | 2333.4057 | 2583.4134 | 2500.0775 | 2583.4134 | 2500.0775 | 2583.4134 | 2583.4134 | 2500.0775 | 2583.4134 | 2500.0775 | 2583.4134 | 7928.6939 | 30417.6099 | 0.60874
7548 | Ventilation | AHU-204 SF 204 | SF-204 | Uniform | 25.0 | [5 empty] | 25.0 | 0.75 | 0.9115 | 0.80375 | 15.3456 | 0.6 | 1 | AHU-202/3/4 | 21.72244897959180 | 673.3959 | 608.2286 | 673.3959 | 651.6735 | 673.3959 | 651.6735 | 673.3959 | 673.3959 | 651.6735 | 673.3959 | 651.6735 | 673.3959 | 3720.1154 | 3360.1042 | 3720.1154 | 3600.1116 | 3720.1154 | 3600.1116 | 3720.1154 | 3720.1154 | 3600.1116 | 3720.1154 | 3600.1116 | 3720.1154 | 7928.6939 | 43801.3582 | 0.87658
7549 | Pump | Heating Supply Pump | P-8A | Heating 2 | 25.0 | [5 empty] | 25.0 | 0.75 | 0.9115 | 0.80375 | 15.3456 | 0.85 | 0.8 | All Day | 24.0 | 595.2 | 456.96 | 386.88 | 230.4 | 148.8 | 0 | 0 | 0 | 0 | 297.6 | 403.2 | 595.2 | 6599.0923 | 5066.3999 | 4289.41 | 2554.4873 | 1649.7731 | 0 | 0 | 0 | 0 | 3299.5461 | 4470.3528 | 6599.0923 | 3114.24 | 34528.1537 | 0.80796
7550 | Pump | Heating Supply Pump | P-8B | Heating 2 | 25.0 | [5 empty] | 25.0 | 0.75 | 0.9115 | 0.80375 | 15.3456 | 0.85 | 0.8 | All Day | 24.0 | 595.2 | 456.96 | 386.88 | 230.4 | 148.8 | 0 | 0 | 0 | 0 | 297.6 | 403.2 | 595.2 | 6599.0923 | 5066.3999 | 4289.41 | 2554.4873 | 1649.7731 | 0 | 0 | 0 | 0 | 3299.5461 | 4470.3528 | 6599.0923 | 3114.24 | 34528.1537 | 0.80796
7551 | Ventilation | Supply Fan | AHU-1 | Uniform | 25.0 | [5 empty] | 25.0 | 0.75 | 0.9115 | 0.80375 | 15.3456 | 0.75 | 1 | AHU-1 | 18.785714285714300 | 582.3571 | 526 | 582.3571 | 563.5714 | 582.3571 | 563.5714 | 582.3571 | 582.3571 | 563.5714 | 582.3571 | 563.5714 | 582.3571 | 5026.8434 | 4540.3747 | 5026.8434 | 4864.6872 | 5026.8434 | 4864.6872 | 5026.8434 | 5026.8434 | 4864.6872 | 5026.8434 | 4864.6872 | 5026.8434 | 6856.7857 | 59187.0277 | 56.0553
7552 | Ventilation | Outdoor Air Supply Fan | SF-1 | Uniform | 25.0 | [5 empty] | 25.0 | 0.75 | 0.9115 | 0.80375 | 15.3456 |  | 1 | SF-1 | 9.742857142857140 | 302.0286 | 272.8 | 302.0286 | 292.2857 | 302.0286 | 292.2857 | 302.0286 | 302.0286 | 292.2857 | 302.0286 | 292.2857 | 302.0286 | 4634.8049 | 4186.2754 | 4634.8049 | 4485.295 | 4634.8049 | 4485.295 | 4634.8049 | 4634.8049 | 4485.295 | 4634.8049 | 4485.295 | 4634.8049 | 3556.1429 | 54571.0896 | 6.5284
7553 | Ventilation | Outdoor Air Supply Fan | SF-1 | Uniform | 25.0 | [5 empty] | 25.0 | 0.75 | 0.9115 | 0.80375 | 15.3456 |  | 1 | SF-1 | 9.742857142857140 | 302.0286 | 272.8 | 302.0286 | 292.2857 | 302.0286 | 292.2857 | 302.0286 | 302.0286 | 292.2857 | 302.0286 | 292.2857 | 302.0286 | 4634.8049 | 4186.2754 | 4634.8049 | 4485.295 | 4634.8049 | 4485.295 | 4634.8049 | 4634.8049 | 4485.295 | 4634.8049 | 4485.295 | 4634.8049 | 3556.1429 | 54571.0896 | 6.5284
7554 | Ventilation | Supply Fan | MUA-1a | MUA-1A | 25.0 | [5 empty] | 25.0 | 0.75 | 0.9115 | 0.80375 | 15.3456 |  | 1 | 24/7 | 24.0 | 744 | 672 | 744 | 720 | 595.2 | 360 | 372 | 372 | 576 | 744 | 720 | 744 | 11417.1146 | 10312.2326 | 11417.1146 | 11048.8206 | 9133.6917 | 5524.4103 | 5708.5573 | 5708.5573 | 8839.0565 | 11417.1146 | 11048.8206 | 11417.1146 | 7363.2 | 112992.6056 | 11.3134
7555 | Pump | Pump | P-3 | Cooling 1 | 25.0 | [5 empty] | 25.0 | 0.75 | 0.9115 | 0.80375 | 15.3456 |  | 0.75 | Occupied | 18.357142857142900 | 0 | 0 | 0 | 0 | 170.7214 | 123.9107 | 426.8036 | 298.7625 | 330.4286 | 85.3607 | 0 | 0 | 0 | 0 | 0 | 0 | 2619.8201 | 1901.4823 | 6549.5501 | 4584.6851 | 5070.6195 | 1309.91 | 0 | 0 | 1435.9875 | 22036.0671 | 1.9578
7556 | Ventilation | AHU-205 SF 205 | SF-205 | Uniform | 25.0 | [5 empty] | 25.0 | 0.75 | 0.9115 | 0.80375 | 15.3456 | 0.6 | 1 | AHU-205 | 21.48979591836740 | 666.1837 | 601.7143 | 666.1837 | 644.6939 | 666.1837 | 644.6939 | 666.1837 | 666.1837 | 644.6939 | 666.1837 | 644.6939 | 666.1837 | 3680.272 | 3324.1166 | 3680.272 | 3561.5535 | 3680.272 | 3561.5535 | 3680.272 | 3680.272 | 3561.5535 | 3680.272 | 3561.5535 | 3680.272 | 7843.7755 | 43332.2343 | 0.86719
7557 | Pump | Condensor Water Pump |  | Cooling 2 | 25.0 | [5 empty] | 25.0 | 0.75 | 0.9115 | 0.80375 | 15.3456 |  | 0.5 | Floor Fans | 8.928571428571430 | 34.5982 | 31.25 | 67.8125 | 85.7143 | 112.0982 | 133.9286 | 138.3929 | 138.3929 | 108.4821 | 67.8125 | 48.2143 | 34.5982 | 530.9298 | 479.5495 | 1040.6224 | 1315.3358 | 1720.2126 | 2055.2122 | 2123.7192 | 2123.7192 | 1664.7219 | 1040.6224 | 739.8764 | 530.9298 | 1001.2946 | 15365.4513 | 3.31
7558 | Pump | Condenser Water Pump |  | Cooling 2 | 25.0 | [5 empty] | 25.0 | 0.75 | 0.9115 | 0.80375 | 15.3456 |  | 0.5 | Floor Fans | 8.928571428571430 | 34.5982 | 31.25 | 67.8125 | 85.7143 | 112.0982 | 133.9286 | 138.3929 | 138.3929 | 108.4821 | 67.8125 | 48.2143 | 34.5982 | 530.9298 | 479.5495 | 1040.6224 | 1315.3358 | 1720.2126 | 2055.2122 | 2123.7192 | 2123.7192 | 1664.7219 | 1040.6224 | 739.8764 | 530.9298 | 1001.2946 | 15365.4513 | 3.3335
7559 | Pump | Condensor Water Pump |  | Cooling 2 | 25.0 | [5 empty] | 25.0 | 0.75 | 0.9115 | 0.80375 | 15.3456 |  | 0.5 | Floor Fans | 8.928571428571430 | 34.5982 | 31.25 | 67.8125 | 85.7143 | 112.0982 | 133.9286 | 138.3929 | 138.3929 | 108.4821 | 67.8125 | 48.2143 | 34.5982 | 530.9298 | 479.5495 | 1040.6224 | 1315.3358 | 1720.2126 | 2055.2122 | 2123.7192 | 2123.7192 | 1664.7219 | 1040.6224 | 739.8764 | 530.9298 | 1001.2946 | 15365.4513 | 3.31
7560 | Pump | Condenser Water Pump |  | Cooling 2 | 25.0 | [5 empty] | 25.0 | 0.75 | 0.9115 | 0.80375 | 15.3456 |  | 0.5 | Floor Fans | 8.928571428571430 | 34.5982 | 31.25 | 67.8125 | 85.7143 | 112.0982 | 133.9286 | 138.3929 | 138.3929 | 108.4821 | 67.8125 | 48.2143 | 34.5982 | 530.9298 | 479.5495 | 1040.6224 | 1315.3358 | 1720.2126 | 2055.2122 | 2123.7192 | 2123.7192 | 1664.7219 | 1040.6224 | 739.8764 | 530.9298 | 1001.2946 | 15365.4513 | 3.3335
7561 | AC system | Cooling Tower Fan |  | CH-1 | 25.0 | [5 empty] | 25.0 | 0.75 | 0.9115 | 0.80375 | 15.3456 |  | 0.1 | All Day | 24.0 | 0 | 0 | 0 | 0 | 0 | 0 | 0 | 74.4 | 64.8 | 0 | 0 | 0 | 0 | 0 | 0 | 0 | 0 | 0 | 0 | 1141.7115 | 994.3939 | 0 | 0 | 0 | 139.2 | 2136.1053 | 0.084769
7562 | Ventilation | Supply fan | AHU-2 | Uniform | 25.0 | [5 empty] | 25.0 | 0.75 | 0.9115 | 0.80375 | 15.3456 | 0.61667 | 1 | AHU-2 | 13.857142857142900 | 429.5714 | 388 | 429.5714 | 415.7143 | 429.5714 | 415.7143 | 429.5714 | 429.5714 | 415.7143 | 429.5714 | 415.7143 | 429.5714 | 2506.8004 | 2264.2068 | 2506.8004 | 2425.9359 | 2506.8004 | 2425.9359 | 2506.8004 | 2506.8004 | 2425.9359 | 2506.8004 | 2425.9359 | 2506.8004 | 5057.8571 | 29515.5536 | 11.7905
7563 | Ventilation | AHU-206 SF 206 | SF-206 | Uniform | 25.0 | [5 empty] | 25.0 | 0.75 | 0.9115 | 0.80375 | 15.3456 | 0.8 | 1 | AHU-206/B04 | 21.69795918367350 | 672.6367 | 607.5429 | 672.6367 | 650.9388 | 672.6367 | 650.9388 | 672.6367 | 672.6367 | 650.9388 | 672.6367 | 650.9388 | 672.6367 | 6606.0823 | 5966.784 | 6606.0823 | 6392.9829 | 6606.0823 | 6392.9829 | 6606.0823 | 6606.0823 | 6392.9829 | 6606.0823 | 6392.9829 | 6606.0823 | 7919.7551 | 77781.292 | 1.5566
7564 | Ventilation | AHU Supply Fan | SF 6 | Uniform | 25.0 | [5 empty] | 25.0 | 0.75 | 0.9115 | 0.80375 | 15.3456 | 0.7 | 1 | AHU-5/6 | 9.071428571428570 | 281.2143 | 254 | 281.2143 | 272.1429 | 281.2143 | 272.1429 | 281.2143 | 281.2143 | 272.1429 | 281.2143 | 272.1429 | 281.2143 | 2114.5448 | 1909.9114 | 2114.5448 | 2046.3337 | 2114.5448 | 2046.3337 | 2114.5448 | 2114.5448 | 2046.3337 | 2114.5448 | 2046.3337 | 2114.5448 | 3311.0714 | 24897.0594 | 7.2176
7565 | Pump | Condensing Water Pump | P-CH1B | Heating 2 | 25.0 | [5 empty] | 25.0 | 0.75 | 0.9115 | 0.80375 | 15.3456 |  | 0.5 | All Day | 24.0 | 372 | 285.6 | 241.8 | 144 | 93 | 0 | 0 | 0 | 0 | 186 | 252 | 372 | 5708.5573 | 4382.6988 | 3710.5623 | 2209.7641 | 1427.1393 | 0 | 0 | 0 | 0 | 2854.2787 | 3867.0872 | 5708.5573 | 1946.4 | 29868.6451 | 0.69893
7566 | Pump | Condensing Water Pump | P-CH3B | Heating 2 | 25.0 | [5 empty] | 25.0 | 0.75 | 0.9115 | 0.80375 | 15.3456 |  | 0.5 | All Day | 24.0 | 372 | 285.6 | 241.8 | 144 | 93 | 0 | 0 | 0 | 0 | 186 | 252 | 372 | 5708.5573 | 4382.6988 | 3710.5623 | 2209.7641 | 1427.1393 | 0 | 0 | 0 | 0 | 2854.2787 | 3867.0872 | 5708.5573 | 1946.4 | 29868.6451 | 0.69893
7567 | Pump | Pump | P-2 | Cooling 1 | 25.0 | [5 empty] | 25.0 | 0.75 | 0.9115 | 0.80375 | 15.3456 |  | 0.5 | Occupied | 18.357142857142900 | 0 | 0 | 0 | 0 | 113.8143 | 82.6071 | 284.5357 | 199.175 | 220.2857 | 56.9071 | 0 | 0 | 0 | 0 | 0 | 0 | 1746.5467 | 1267.6549 | 4366.3668 | 3056.4567 | 3380.413 | 873.2734 | 0 | 0 | 957.325 | 14690.7114 | 1.3052
7568 | Pump | Pump | P-3 | Cooling 1 | 25.0 | [5 empty] | 25.0 | 0.75 | 0.9115 | 0.80375 | 15.3456 |  | 1 | Occupied | 16.523809523809500 | 0 | 0 | 0 | 0 | 204.8952 | 148.7143 | 512.2381 | 358.5667 | 396.5714 | 102.4476 | 0 | 0 | 0 | 0 | 0 | 0 | 3144.2371 | 2282.1076 | 7860.5928 | 5502.415 | 6085.6202 | 1572.1186 | 0 | 0 | 1723.4333 | 26447.0913 | 2.3493
7569 | Pump | Pump | P-3 | Cooling 1 | 25.0 | [5 empty] | 25.0 | 0.75 | 0.9115 | 0.80375 | 15.3456 |  | 1 | Occupied | 16.523809523809500 | 0 | 0 | 0 | 0 | 204.8952 | 148.7143 | 512.2381 | 358.5667 | 396.5714 | 102.4476 | 0 | 0 | 0 | 0 | 0 | 0 | 3144.2371 | 2282.1076 | 7860.5928 | 5502.415 | 6085.6202 | 1572.1186 | 0 | 0 | 1723.4333 | 26447.0913 | 2.3281
7570 | Pump | Circulation Pump | P-1 | Cooling 1 | 25.0 | [5 empty] | 25.0 | 0.75 | 0.9115 | 0.80375 | 15.3456 |  | 1 | All Day | 24.0 | 82 | 142.7097 | 164 | 170.3226 | 79 | 5.8065 | 0 | 0 | 33.871 | 175 | 132.5806 | 99 | 1258.3379 | 2189.9634 | 2516.6758 | 2613.6995 | 1212.3012 | 89.1034 | 0 | 0 | 519.7698 | 2685.4772 | 2034.5275 | 1519.2128 | 1084.2903 | 16639.0684 | 2.5184
7571 | Pump | Circulation Pump | P-2 | Cooling 1 | 25.0 | [5 empty] | 25.0 | 0.75 | 0.9115 | 0.80375 | 15.3456 |  | 1 | All Day | 24.0 | 82 | 142.7097 | 164 | 170.3226 | 79 | 5.8065 | 0 | 0 | 33.871 | 175 | 132.5806 | 99 | 1258.3379 | 2189.9634 | 2516.6758 | 2613.6995 | 1212.3012 | 89.1034 | 0 | 0 | 519.7698 | 2685.4772 | 2034.5275 | 1519.2128 | 1084.2903 | 16639.0684 | 2.5184
7572 | Pump | Circulation Pump | P-1A | Cooling 2 | 25.0 | [5 empty] | 25.0 | 0.75 | 0.9115 | 0.80375 | 15.3456 |  | 1 | All Day | 24.0 | 37.2 | 33.6 | 37.2 | 144 | 159 | 288 | 297.6 | 372 | 216 | 74.4 | 36 | 37.2 | 570.8557 | 515.6116 | 570.8557 | 2209.7641 | 2439.9479 | 4419.5283 | 4566.8459 | 5708.5573 | 3314.6462 | 1141.7115 | 552.441 | 570.8557 | 1732.2 | 26581.621 | 4.0232
7573 | Pump | Circulation Pump | P-2A | Cooling 2 | 25.0 | [5 empty] | 25.0 | 0.75 | 0.9115 | 0.80375 | 15.3456 |  | 1 | All Day | 24.0 | 37.2 | 33.6 | 37.2 | 144 | 159 | 288 | 297.6 | 372 | 216 | 74.4 | 36 | 37.2 | 570.8557 | 515.6116 | 570.8557 | 2209.7641 | 2439.9479 | 4419.5283 | 4566.8459 | 5708.5573 | 3314.6462 | 1141.7115 | 552.441 | 570.8557 | 1732.2 | 26581.621 | 4.0232
7574 | Pump | Pump | P-1 | Heating 1 | 25.0 | [5 empty] | 25.0 | 0.75 | 0.9115 | 0.80375 | 15.3456 | 0.6 | 1 | All Day | 24.0 | 744 | 672 | 558 | 360 | 297.6 | 144 | 18.6 | 18.6 | 18 | 148.8 | 288 | 520.8 | 4110.1613 | 3712.4037 | 3082.621 | 1988.7877 | 1644.0645 | 795.5151 | 102.754 | 102.754 | 99.4394 | 822.0323 | 1591.0302 | 2877.1129 | 3788.4 | 20928.676 | 1.509
7575 | Pump | Chilled Water Pump | P-7A | Uniform | 25.0 | [5 empty] | 25.0 | 0.75 | 0.9115 | 0.80375 | 15.3456 | 0.85 | 0.5 | All Day | 24.0 | 372 | 336 | 372 | 360 | 372 | 360 | 372 | 334.8 | 360 | 372 | 360 | 372 | 4124.4327 | 3725.294 | 4124.4327 | 3991.3865 | 4124.4327 | 3991.3865 | 4124.4327 | 3711.9894 | 3991.3865 | 4124.4327 | 3991.3865 | 4124.4327 | 4342.8 | 48149.4252 | 1.1267
7576 | Pump | Chilled Water Pump | P-7B | Uniform | 25.0 | [5 empty] | 25.0 | 0.75 | 0.9115 | 0.80375 | 15.3456 | 0.85 | 0.5 | All Day | 24.0 | 372 | 336 | 372 | 360 | 372 | 360 | 372 | 334.8 | 360 | 372 | 360 | 372 | 4124.4327 | 3725.294 | 4124.4327 | 3991.3865 | 4124.4327 | 3991.3865 | 4124.4327 | 3711.9894 | 3991.3865 | 4124.4327 | 3991.3865 | 4124.4327 | 4342.8 | 48149.4252 | 1.1267
7577 | Pump | Pump | P-4 | Cooling 2 | 30.0 | [5 empty] | 30.0 | 0.75 | 0.91612 | 0.809 | 18.3217 | 0 | 0 | All Day | 24.0 | 0 | 0 | 0 | 0 | 0 | 0 | 0 | 0 | 0 | 0 | 0 | 0 | 0 | 0 | 0 | 0 | 0 | 0 | 0 | 0 | 0 | 0 | 0 | 0 | 0 | 0 | 0
7578 | Pump | Pump | P-6 | Uniform | 30.0 | [5 empty] | 30.0 | 0.75 | 0.91612 | 0.809 | 18.3217 | 0 | 0 | All Day | 24.0 | 0 | 0 | 0 | 0 | 0 | 0 | 0 | 0 | 0 | 0 | 0 | 0 | 0 | 0 | 0 | 0 | 0 | 0 | 0 | 0 | 0 | 0 | 0 | 0 | 0 | 0 | 0
7579 | Ice Plant | Brine Pump 2 |  | Ice Plant Uniform | 30.0 | [5 empty] | 30.0 | 0.75 | 0.91612 | 0.809 | 18.3217 |  | 0 | All Day | 24.0 | 0 | 0 | 0 | 0 | 0 | 0 | 0 | 0 | 0 | 0 | 0 | 0 | 0 | 0 | 0 | 0 | 0 | 0 | 0 | 0 | 0 | 0 | 0 | 0 | 0 | 0 | 0
7580 | Ventilation | Exhaust Fan | S-EXF-01 | Uniform | 30.0 | [5 empty] | 30.0 | 0.75 | 0.91612 | 0.809 | 18.3217 |  | 0 | All Day | 24.0 | 0 | 0 | 0 | 0 | 0 | 0 | 0 | 0 | 0 | 0 | 0 | 0 | 0 | 0 | 0 | 0 | 0 | 0 | 0 | 0 | 0 | 0 | 0 | 0 | 0 | 0 | 0
7581 | Ventilation | Exhaust Fan | S-EXF-02 | Uniform | 30.0 | [5 empty] | 30.0 | 0.75 | 0.91612 | 0.809 | 18.3217 |  | 0 | All Day | 24.0 | 0 | 0 | 0 | 0 | 0 | 0 | 0 | 0 | 0 | 0 | 0 | 0 | 0 | 0 | 0 | 0 | 0 | 0 | 0 | 0 | 0 | 0 | 0 | 0 | 0 | 0 | 0
7582 | Ventilation | Supply Fan | AHU-4 | Uniform | 30.0 | [5 empty] | 30.0 | 0.75 | 0.91612 | 0.809 | 18.3217 |  | 1 | AHU-4 | 12.0 | 372 | 336 | 372 | 360 | 372 | 360 | 372 | 372 | 360 | 372 | 360 | 372 | 6815.6856 | 6156.1032 | 6815.6856 | 6595.8248 | 6815.6856 | 6595.8248 | 6815.6856 | 6815.6856 | 6595.8248 | 6815.6856 | 6595.8248 | 6815.6856 | 4380 | 80249.2018 | 6.2208
7583 | Ventilation | Supply Fan | AHU-5 | Uniform | 30.0 | [5 empty] | 30.0 | 0.75 | 0.91612 | 0.809 | 18.3217 |  | 1 | AHU-5 | 12.0 | 372 | 336 | 372 | 360 | 372 | 360 | 372 | 372 | 360 | 372 | 360 | 372 | 6815.6856 | 6156.1032 | 6815.6856 | 6595.8248 | 6815.6856 | 6595.8248 | 6815.6856 | 6815.6856 | 6595.8248 | 6815.6856 | 6595.8248 | 6815.6856 | 4380 | 80249.2018 | 6.2208
7584 | Pump | Pump | P-1 | Uniform | 30.0 | [5 empty] | 30.0 | 0.75 | 0.91612 | 0.809 | 18.3217 | 0.9 | 0.5 | All Day | 24.0 | 372 | 336 | 372 | 360 | 372 | 360 | 372 | 372 | 360 | 372 | 360 | 372 | 5520.7054 | 4986.4436 | 5520.7054 | 5342.6181 | 5520.7054 | 5342.6181 | 5520.7054 | 5520.7054 | 5342.6181 | 5520.7054 | 5342.6181 | 5520.7054 | 4380 | 65001.8535 | 2.5795
7585 | Pump | Pump | P-2 | Uniform | 30.0 | [5 empty] | 30.0 | 0.75 | 0.91612 | 0.809 | 18.3217 | 0.9 | 0.5 | All Day | 24.0 | 372 | 336 | 372 | 360 | 372 | 360 | 372 | 372 | 360 | 372 | 360 | 372 | 5520.7054 | 4986.4436 | 5520.7054 | 5342.6181 | 5520.7054 | 5342.6181 | 5520.7054 | 5520.7054 | 5342.6181 | 5520.7054 | 5342.6181 | 5520.7054 | 4380 | 65001.8535 | 2.5795
7586 | Pump | Pump | P-5 | Uniform | 30.0 | [5 empty] | 30.0 | 0.75 | 0.91612 | 0.809 | 18.3217 | 0.85 | 1 | All Day | 24.0 | 744 | 672 | 744 | 720 | 744 | 720 | 744 | 744 | 720 | 744 | 720 | 744 | 9848.6657 | 8895.5691 | 9848.6657 | 9530.9668 | 9848.6657 | 9530.9668 | 9848.6657 | 9848.6657 | 9530.9668 | 9848.6657 | 9530.9668 | 9848.6657 | 8760 | 115960.0966 | 8.361
7587 | Ventilation | Supply Fan | AHU-1 | Uniform | 30.0 | [5 empty] | 30.0 | 0.75 | 0.91612 | 0.809 | 18.3217 |  | 1 | All Day | 24.0 | 744 | 672 | 744 | 720 | 744 | 720 | 744 | 744 | 720 | 744 | 720 | 744 | 13631.3713 | 12312.2063 | 13631.3713 | 13191.6496 | 13631.3713 | 13191.6496 | 13631.3713 | 13631.3713 | 13191.6496 | 13631.3713 | 13191.6496 | 13631.3713 | 8760 | 160498.4036 | 1.1165
7588 | AC system | Air Handling Unit | AC-4,5,6,7,8,9 | Uniform | 30.0 | [5 empty] | 30.0 | 0.75 | 0.91612 | 0.809 | 18.3217 |  | 1 | All Day | 24.0 | 744 | 672 | 744 | 720 | 744 | 720 | 744 | 744 | 720 | 744 | 720 | 744 | 13631.3713 | 12312.2063 | 13631.3713 | 13191.6496 | 13631.3713 | 13191.6496 | 13631.3713 | 13631.3713 | 13191.6496 | 13631.3713 | 13191.6496 | 13631.3713 | 8760 | 160498.4036 | 1.1165
7589 | Ventilation | Condensing RTUs |  | Uniform | 30.0 | [5 empty] | 30.0 | 0.75 | 0.91612 | 0.809 | 18.3217 |  | 1 | All Day | 24.0 | 744 | 672 | 744 | 720 | 744 | 720 | 744 | 744 | 720 | 744 | 720 | 744 | 13631.3713 | 12312.2063 | 13631.3713 | 13191.6496 | 13631.3713 | 13191.6496 | 13631.3713 | 13631.3713 | 13191.6496 | 13631.3713 | 13191.6496 | 13631.3713 | 8760 | 160498.4036 | 16.96
7590 | Ventilation | Supply Fan | SF-CD-3 | Uniform | 30.0 | [5 empty] | 30.0 | 0.75 | 0.91612 | 0.809 | 18.3217 | 0.78 | 1 | All Day | 24.0 | 744 | 672 | 744 | 720 | 744 | 720 | 744 | 744 | 720 | 744 | 720 | 744 | 8293.3263 | 7490.7463 | 8293.3263 | 8025.7996 | 8293.3263 | 8025.7996 | 8293.3263 | 8293.3263 | 8025.7996 | 8293.3263 | 8025.7996 | 8293.3263 | 8760 | 97647.2288 | 1.7476
7591 | Ventilation | Supply Fan | SF-HD-4 | Uniform | 30.0 | [5 empty] | 30.0 | 0.75 | 0.91612 | 0.809 | 18.3217 | 0.78 | 1 | All Day | 24.0 | 744 | 672 | 744 | 720 | 744 | 720 | 744 | 744 | 720 | 744 | 720 | 744 | 8293.3263 | 7490.7463 | 8293.3263 | 8025.7996 | 8293.3263 | 8025.7996 | 8293.3263 | 8293.3263 | 8025.7996 | 8293.3263 | 8025.7996 | 8293.3263 | 8760 | 97647.2288 | 1.7476
7592 | Ventilation | Supply Fan | SF-CD-5 | Uniform | 30.0 | [5 empty] | 30.0 | 0.75 | 0.91612 | 0.809 | 18.3217 | 0.78 | 1 | All Day | 24.0 | 744 | 672 | 744 | 720 | 744 | 720 | 744 | 744 | 720 | 744 | 720 | 744 | 8293.3263 | 7490.7463 | 8293.3263 | 8025.7996 | 8293.3263 | 8025.7996 | 8293.3263 | 8293.3263 | 8025.7996 | 8293.3263 | 8025.7996 | 8293.3263 | 8760 | 97647.2288 | 1.7476
7593 | Ventilation | Supply Fan | SF-HD-6 | Uniform | 30.0 | [5 empty] | 30.0 | 0.75 | 0.91612 | 0.809 | 18.3217 | 0.78 | 1 | All Day | 24.0 | 744 | 672 | 744 | 720 | 744 | 720 | 744 | 744 | 720 | 744 | 720 | 744 | 8293.3263 | 7490.7463 | 8293.3263 | 8025.7996 | 8293.3263 | 8025.7996 | 8293.3263 | 8293.3263 | 8025.7996 | 8293.3263 | 8025.7996 | 8293.3263 | 8760 | 97647.2288 | 1.7476
7594 | Ventilation | Supply Fan | SF-HD-7 | Uniform | 30.0 | [5 empty] | 30.0 | 0.75 | 0.91612 | 0.809 | 18.3217 | 0.78 | 1 | All Day | 24.0 | 744 | 672 | 744 | 720 | 744 | 720 | 744 | 744 | 720 | 744 | 720 | 744 | 8293.3263 | 7490.7463 | 8293.3263 | 8025.7996 | 8293.3263 | 8025.7996 | 8293.3263 | 8293.3263 | 8025.7996 | 8293.3263 | 8025.7996 | 8293.3263 | 8760 | 97647.2288 | 1.7476
7595 | Ventilation | Supply Fan | SF-HD-8 | Uniform | 30.0 | [5 empty] | 30.0 | 0.75 | 0.91612 | 0.809 | 18.3217 | 0.78 | 1 | All Day | 24.0 | 744 | 672 | 744 | 720 | 744 | 720 | 744 | 744 | 720 | 744 | 720 | 744 | 8293.3263 | 7490.7463 | 8293.3263 | 8025.7996 | 8293.3263 | 8025.7996 | 8293.3263 | 8293.3263 | 8025.7996 | 8293.3263 | 8025.7996 | 8293.3263 | 8760 | 97647.2288 | 1.7476
7596 | Ventilation | Supply fan | AHU-1 SF | Uniform | 30.0 | [5 empty] | 30.0 | 0.75 | 0.91612 | 0.809 | 18.3217 | 0.9 | 1 | All Day | 24.0 | 744 | 672 | 744 | 720 | 744 | 720 | 744 | 744 | 720 | 744 | 720 | 744 | 11041.4107 | 9972.8871 | 11041.4107 | 10685.2362 | 11041.4107 | 10685.2362 | 11041.4107 | 11041.4107 | 10685.2362 | 11041.4107 | 10685.2362 | 11041.4107 | 8760 | 130003.7069 | 36.6947
7597 | Ventilation | East AHU | E AHU Return Fan | Uniform | 30.0 | [5 empty] | 30.0 | 0.75 | 0.91612 | 0.809 | 18.3217 |  | 1 | All Day | 24.0 | 744 | 672 | 744 | 720 | 744 | 720 | 744 | 744 | 720 | 744 | 720 | 744 | 13631.3713 | 12312.2063 | 13631.3713 | 13191.6496 | 13631.3713 | 13191.6496 | 13631.3713 | 13631.3713 | 13191.6496 | 13631.3713 | 13191.6496 | 13631.3713 | 8760 | 160498.4036 | 3.9974
7598 | Ventilation | West AHU | W AHU Return Fan | Uniform | 30.0 | [5 empty] | 30.0 | 0.75 | 0.91612 | 0.809 | 18.3217 |  | 1 | All Day | 24.0 | 744 | 672 | 744 | 720 | 744 | 720 | 744 | 744 | 720 | 744 | 720 | 744 | 13631.3713 | 12312.2063 | 13631.3713 | 13191.6496 | 13631.3713 | 13191.6496 | 13631.3713 | 13631.3713 | 13191.6496 | 13631.3713 | 13191.6496 | 13631.3713 | 8760 | 160498.4036 | 3.9974
7599 | Pump | Pump |  | Uniform | 30.0 | [5 empty] | 30.0 | 0.75 | 0.91612 | 0.809 | 18.3217 | 0.38 | 1 | All Day | 24 | 744 | 672 | 744 | 720 | 744 | 720 | 744 | 744 | 720 | 744 | 720 | 744 | 1968.37 | 1777.8826 | 1968.37 | 1904.8742 | 1968.37 | 1904.8742 | 1968.37 | 1968.37 | 1904.8742 | 1968.37 | 1904.8742 | 1968.37 | 8760 | 23175.9695 | 8.6661
7600 | Ventilation | Supply Fan | SF-CD-3 | Uniform | 30.0 | [5 empty] | 30.0 | 0.75 | 0.91612 | 0.809 | 18.3217 | 0.78 | 1 | All Day | 24.0 | 744 | 672 | 744 | 720 | 744 | 720 | 744 | 744 | 720 | 744 | 720 | 744 | 8293.3263 | 7490.7463 | 8293.3263 | 8025.7996 | 8293.3263 | 8025.7996 | 8293.3263 | 8293.3263 | 8025.7996 | 8293.3263 | 8025.7996 | 8293.3263 | 8760 | 97647.2288 | 1.7476
7601 | Ventilation | Supply Fan | SF-HD-4 | Uniform | 30.0 | [5 empty] | 30.0 | 0.75 | 0.91612 | 0.809 | 18.3217 | 0.78 | 1 | All Day | 24.0 | 744 | 672 | 744 | 720 | 744 | 720 | 744 | 744 | 720 | 744 | 720 | 744 | 8293.3263 | 7490.7463 | 8293.3263 | 8025.7996 | 8293.3263 | 8025.7996 | 8293.3263 | 8293.3263 | 8025.7996 | 8293.3263 | 8025.7996 | 8293.3263 | 8760 | 97647.2288 | 1.7476
7602 | Ventilation | Supply Fan | SF-CD-5 | Uniform | 30.0 | [5 empty] | 30.0 | 0.75 | 0.91612 | 0.809 | 18.3217 | 0.78 | 1 | All Day | 24.0 | 744 | 672 | 744 | 720 | 744 | 720 | 744 | 744 | 720 | 744 | 720 | 744 | 8293.3263 | 7490.7463 | 8293.3263 | 8025.7996 | 8293.3263 | 8025.7996 | 8293.3263 | 8293.3263 | 8025.7996 | 8293.3263 | 8025.7996 | 8293.3263 | 8760 | 97647.2288 | 1.7476
7603 | Ventilation | Supply Fan | SF-HD-6 | Uniform | 30.0 | [5 empty] | 30.0 | 0.75 | 0.91612 | 0.809 | 18.3217 | 0.78 | 1 | All Day | 24.0 | 744 | 672 | 744 | 720 | 744 | 720 | 744 | 744 | 720 | 744 | 720 | 744 | 8293.3263 | 7490.7463 | 8293.3263 | 8025.7996 | 8293.3263 | 8025.7996 | 8293.3263 | 8293.3263 | 8025.7996 | 8293.3263 | 8025.7996 | 8293.3263 | 8760 | 97647.2288 | 1.7476
7604 | Ventilation | Supply Fan | SF-HD-7 | Uniform | 30.0 | [5 empty] | 30.0 | 0.75 | 0.91612 | 0.809 | 18.3217 | 0.78 | 1 | All Day | 24.0 | 744 | 672 | 744 | 720 | 744 | 720 | 744 | 744 | 720 | 744 | 720 | 744 | 8293.3263 | 7490.7463 | 8293.3263 | 8025.7996 | 8293.3263 | 8025.7996 | 8293.3263 | 8293.3263 | 8025.7996 | 8293.3263 | 8025.7996 | 8293.3263 | 8760 | 97647.2288 | 1.7476
7605 | Ventilation | Supply Fan | SF-HD-8 | Uniform | 30.0 | [5 empty] | 30.0 | 0.75 | 0.91612 | 0.809 | 18.3217 | 0.78 | 1 | All Day | 24.0 | 744 | 672 | 744 | 720 | 744 | 720 | 744 | 744 | 720 | 744 | 720 | 744 | 8293.3263 | 7490.7463 | 8293.3263 | 8025.7996 | 8293.3263 | 8025.7996 | 8293.3263 | 8293.3263 | 8025.7996 | 8293.3263 | 8025.7996 | 8293.3263 | 8760 | 97647.2288 | 1.7476
7606 | Ventilation | Supply Fan ( Makeup Air Unit) | MUA003-VTC | MUAs | 30.0 | [5 empty] | 30.0 | 0.75 | 0.91612 | 0.809 | 18.3217 |  | 1 | All Day | 24.0 | 744 | 672 | 744 | 703 | 721 | 609 | 461 | 463 | 646 | 744 | 720 | 744 | 13631.3713 | 12312.2063 | 13631.3713 | 12880.1801 | 13209.9713 | 11157.937 | 8446.3201 | 8482.9636 | 11835.8412 | 13631.3713 | 13191.6496 | 13631.3713 | 7971 | 146042.5542 | 8.1729
7607 | Ventilation | Supply Fan | AHU-10 | Uniform | 30.0 | [5 empty] | 30.0 | 0.75 | 0.91612 | 0.809 | 18.3217 | 0.68 | 1 | AHU-9, 10 | 8.571428571428570 | 265.7143 | 240 | 265.7143 | 257.1429 | 265.7143 | 257.1429 | 265.7143 | 239.1429 | 257.1429 | 265.7143 | 257.1429 | 265.7143 | 2251.1236 | 2033.2729 | 2251.1236 | 2178.5067 | 2251.1236 | 2178.5067 | 2251.1236 | 2026.0112 | 2178.5067 | 2251.1236 | 2178.5067 | 2251.1236 | 3102 | 26280.0526 | 0.61496
7608 | AC system | Chiller Pump | Cooling Tower P1 | Cooling 1 | 30.0 |  | 3 |  | 440.0 |  | 30.0 | 0.75 | 0.91612 | 0.809 | 18.3217 |  | 1 | All Day | 24.0 | 0 | 0 | 0 | 72 | 297.6 | 432 | 595.2 | 595.2 | 216 | 0 | 0 | 0 | 0 | 0 | 0 | 1319.165 | 5452.5485 | 7914.9898 | 10905.097 | 10905.097 | 3957.4949 | 0 | 0 | 0 | 2208 | 40454.3921 | 1.0076
7609 | Ventilation | Supply Fan | AH-10 OR L5-F-03 | Fall | 30.0 | [5 empty] | 30.0 | 0.75 | 0.91612 | 0.809 | 18.3217 | 0.6 | 1 | HA-AH-10-Fal | 13.25 | 0 | 0 | 0 | 0 | 0 | 0 | 0 | 0 | 397.5 | 410.75 | 397.5 | 410.75 | 0 | 0 | 0 | 0 | 0 | 0 | 0 | 0 | 2621.8404 | 2709.235 | 2621.8404 | 2709.235 | 1616.5 | 10662.1508 | 0.51116
7610 | Ventilation | Supply Fan (SF-1A) | AHU-1 | Uniform | 30.0 | [5 empty] | 30.0 | 0.75 | 0.91612 | 0.809 | 18.3217 | 0.63 | 1 | AHU-1 | 15.0 | 465 | 420 | 465 | 450 | 465 | 450 | 465 | 465 | 450 | 465 | 450 | 465 | 3381.432 | 3054.1967 | 3381.432 | 3272.3536 | 3381.432 | 3272.3536 | 3381.432 | 3381.432 | 3272.3536 | 3381.432 | 3272.3536 | 3381.432 | 5475 | 39813.6352 | 2.8707
7611 | Ventilation | Supply Fan (SF-1B) | AHU-1 | Uniform | 30.0 | [5 empty] | 30.0 | 0.75 | 0.91612 | 0.809 | 18.3217 | 0.63 | 1 | AHU-1 | 15.0 | 465 | 420 | 465 | 450 | 465 | 450 | 465 | 465 | 450 | 465 | 450 | 465 | 3381.432 | 3054.1967 | 3381.432 | 3272.3536 | 3381.432 | 3272.3536 | 3381.432 | 3381.432 | 3272.3536 | 3381.432 | 3272.3536 | 3381.432 | 5475 | 39813.6352 | 2.8707
7612 | Ventilation | Supply Fan | AHU-1 | Uniform | 30.0 | [5 empty] | 30.0 | 0.75 | 0.91612 | 0.809 | 18.3217 |  | 1 | AHU-1 | 15.0 | 465 | 420 | 465 | 450 | 465 | 450 | 465 | 465 | 450 | 465 | 450 | 465 | 8519.607 | 7695.1289 | 8519.607 | 8244.781 | 8519.607 | 8244.781 | 8519.607 | 8519.607 | 8244.781 | 8519.607 | 8244.781 | 8519.607 | 5475 | 100311.5023 | 7.776
7613 | Ice Plant | Brine Pump 1 |  | Ice Plant Uniform | 30.0 | [5 empty] | 30.0 | 0.75 | 0.91612 | 0.809 | 18.3217 |  | 1 | All Day | 24.0 | 744 | 672 | 744 | 720 | 744 | 360 | 744 | 744 | 720 | 744 | 720 | 744 | 13631.3713 | 12312.2063 | 13631.3713 | 13191.6496 | 13631.3713 | 6595.8248 | 13631.3713 | 13631.3713 | 13191.6496 | 13631.3713 | 13191.6496 | 13631.3713 | 8400 | 153902.5788 | 8.8627
7614 | Ventilation | Supply Fan | AH-10 OR L5-F-03 | Summer | 30.0 | [5 empty] | 30.0 | 0.75 | 0.91612 | 0.809 | 18.3217 | 0.6 | 1 | HA-AH-10-Sum | 13.25 | 0 | 0 | 0 | 0 | 410.75 | 397.5 | 410.75 | 410.75 | 0 | 0 | 0 | 0 | 0 | 0 | 0 | 0 | 2709.235 | 2621.8404 | 2709.235 | 2709.235 | 0 | 0 | 0 | 0 | 1629.75 | 10749.5455 | 0.51535
7615 | Pump | Well Pump | Well B Pump | Well Pump B | 30.0 | [5 empty] | 30.0 | 0.75 | 0.91612 | 0.809 | 18.3217 |  | 1 | All Day | 24.0 | 0 | 0 | 0 | 720 | 744 | 720 | 744 | 744 | 720 | 372 | 0 | 0 | 0 | 0 | 0 | 13191.6496 | 13631.3713 | 13191.6496 | 13631.3713 | 13631.3713 | 13191.6496 | 6815.6856 | 0 | 0 | 4764 | 87284.7483 | 15.0536
7616 | Ventilation | Supply Fan | AHU-2 | Uniform | 30.0 | [5 empty] | 30.0 | 0.75 | 0.91612 | 0.809 | 18.3217 |  | 0.75 | All Day | 24.0 | 558 | 504 | 558 | 540 | 558 | 540 | 558 | 558 | 540 | 558 | 540 | 558 | 10223.5284 | 9234.1547 | 10223.5284 | 9893.7372 | 10223.5284 | 9893.7372 | 10223.5284 | 10223.5284 | 9893.7372 | 10223.5284 | 9893.7372 | 10223.5284 | 6570 | 120373.8027 | 9.3312
7617 | Ventilation | Supply Fan | AHU-3 | Uniform | 30.0 | [5 empty] | 30.0 | 0.75 | 0.91612 | 0.809 | 18.3217 |  | 1 | AHU-3 | 14.0 | 434 | 392 | 434 | 420 | 434 | 420 | 434 | 434 | 420 | 434 | 420 | 434 | 7951.6332 | 7182.1203 | 7951.6332 | 7695.1289 | 7951.6332 | 7695.1289 | 7951.6332 | 7951.6332 | 7695.1289 | 7951.6332 | 7695.1289 | 7951.6332 | 5110 | 93624.0688 | 7.2576
7618 | Ventilation | Supply Fan | AH-12 OR L5-F-07 | Uniform | 30.0 | [5 empty] | 30.0 | 0.75 | 0.91612 | 0.809 | 18.3217 | 0.85 | 1 | HA-AH-12 | 15.0 | 465 | 420 | 465 | 450 | 465 | 450 | 465 | 465 | 450 | 465 | 450 | 418.5 | 6155.4161 | 5559.7307 | 6155.4161 | 5956.8543 | 6155.4161 | 5956.8543 | 6155.4161 | 6155.4161 | 5956.8543 | 6155.4161 | 5956.8543 | 5539.8745 | 5428.5 | 71859.5188 | 3.4451
7619 | AC System | Condenser Fan | FLC-1 | Cooling 1 | 30.0 | [5 empty] | 30.0 | 0.75 | 0.91612 | 0.809 | 18.3217 |  | 0.3 | All Day | 24.0 | 0 | 0 | 0 | 21.6 | 22.32 | 43.2 | 223.2 | 223.2 | 86.4 | 44.64 | 0 | 0 | 0 | 0 | 0 | 395.7495 | 408.9411 | 791.499 | 4089.4114 | 4089.4114 | 1582.998 | 817.8823 | 0 | 0 | 664.56 | 12175.8926 | 0.87791
7620 | Pump | Pump | CP-9 | Cooling 1 | 30.0 | [5 empty] | 30.0 | 0.75 | 0.91612 | 0.809 | 18.3217 |  | 0.75 | Chiller | 17.0 | 0 | 0 | 0 | 0 | 158.1 | 191.25 | 395.25 | 395.25 | 191.25 | 118.575 | 0 | 0 | 0 | 0 | 0 | 0 | 2896.6664 | 3504.0319 | 7241.666 | 7241.666 | 3504.0319 | 2172.4998 | 0 | 0 | 1449.675 | 26560.562 | 0.87023
7621 | Pump | Pump | CP-10 | Cooling 1 | 30.0 | [5 empty] | 30.0 | 0.75 | 0.91612 | 0.809 | 18.3217 |  | 0.75 | Chiller | 17.0 | 0 | 0 | 0 | 0 | 158.1 | 191.25 | 395.25 | 395.25 | 191.25 | 118.575 | 0 | 0 | 0 | 0 | 0 | 0 | 2896.6664 | 3504.0319 | 7241.666 | 7241.666 | 3504.0319 | 2172.4998 | 0 | 0 | 1449.675 | 26560.562 | 0.87023
7622 | Pump | Well Pump #8 |  | Pump #8 | 30.0 | [5 empty] | 30.0 | 0.75 | 0.91612 | 0.809 | 18.3217 |  | 1 | All Day | 24.0 | 744 | 672 | 744 | 720 | 0 | 72 | 0 | 74.4 | 432 | 744 | 720 | 744 | 13631.3713 | 12312.2063 | 13631.3713 | 13191.6496 | 0 | 1319.165 | 0 | 1363.1371 | 7914.9898 | 13631.3713 | 13191.6496 | 13631.3713 | 5666.4 | 103818.2824 | 26.8004
7623 | Pump | Pump | P-3 | Cooling 2 | 30.0 | [5 empty] | 30.0 | 0.75 | 0.91612 | 0.809 | 18.3217 | 0.6 | 1 | All Day | 24.0 | 0 | 0 | 223.2 | 360 | 520.8 | 720 | 744 | 744 | 504 | 223.2 | 0 | 0 | 0 | 0 | 1472.1881 | 2374.4969 | 3435.1056 | 4748.9939 | 4907.2937 | 4907.2937 | 3324.2957 | 1472.1881 | 0 | 0 | 4039.2 | 26641.8556 | 1.9209
7624 | AC system | Cooling Tower Fan | CT-1 | CT Stg2 | 30.0 | [5 empty] | 30.0 | 0.75 | 0.91612 | 0.809 | 18.3217 |  | 1 | N | 18.428571428571400 | 0 | 0 | 0 | 0 | 0 | 55.2857 | 171.3857 | 171.3857 | 165.8571 | 0 | 0 | 0 | 0 | 0 | 0 | 0 | 0 | 1012.9302 | 3140.0837 | 3140.0837 | 3038.7907 | 0 | 0 | 0 | 563.9143 | 10331.8884 | 0.72203
7625 | Ventilation | Supply Fan | AH-10 OR L5-F-03 | Spring | 30.0 | [5 empty] | 30.0 | 0.75 | 0.91612 | 0.809 | 18.3217 | 0.6 | 1 | HA-AH-10-Spr | 11.357142857142900 | 352.0714 | 318 | 352.0714 | 340.7143 | 0 | 0 | 0 | 0 | 0 | 0 | 0 | 0 | 2322.2015 | 2097.4723 | 2322.2015 | 2247.2917 | 0 | 0 | 0 | 0 | 0 | 0 | 0 | 0 | 1362.8571 | 8989.1669 | 0.43096
7626 | AC system | Cooling Tower Fan | CT-1 | CT Stg1 | 30.0 | [5 empty] | 30.0 | 0.75 | 0.91612 | 0.809 | 18.3217 |  | 1 | N | 18.428571428571400 | 57.1286 | 51.6 | 114.2571 | 199.0286 | 205.6629 | 552.8571 | 571.2857 | 571.2857 | 552.8571 | 205.6629 | 55.2857 | 57.1286 | 1046.6946 | 945.4016 | 2093.3892 | 3646.5489 | 3768.1005 | 10129.3024 | 10466.9458 | 10466.9458 | 10129.3024 | 3768.1005 | 1012.9302 | 1046.6946 | 3194.04 | 58520.3563 | 4.0896
7627 | AC system | Cooling Tower (Fan) | CT-1 | Cooling 1 | 30.0 | [5 empty] | 30.0 | 0.75 | 0.91612 | 0.809 | 18.3217 | 0.95 | 1 | All Day | 24.0 | 82 | 142.7097 | 164 | 170.3226 | 79 | 5.8065 | 0 | 0 | 33.871 | 175 | 132.5806 | 99 | 1355.9 | 2359.7568 | 2711.8001 | 2816.3463 | 1306.2939 | 96.0118 | 0 | 0 | 560.0689 | 2893.6891 | 2192.2695 | 1637.0013 | 1084.2903 | 17929.1377 | 2.7136
7628 | Ventilation | Supply Fan | AHU-1 | Seasonal Ventilation | 30.0 | [5 empty] | 30.0 | 0.75 | 0.91612 | 0.809 | 18.3217 | 0.7 | 1 | AHU-1 | 13.642857142857100 | 84.5857 | 76.4 | 84.5857 | 204.6429 | 380.6357 | 409.2857 | 422.9286 | 422.9286 | 409.2857 | 380.6357 | 368.3571 | 126.8786 | 759.381 | 685.8925 | 759.381 | 1837.212 | 3417.2144 | 3674.4241 | 3796.9049 | 3796.9049 | 3674.4241 | 3417.2144 | 3306.9817 | 1139.0715 | 3371.15 | 30265.0062 | 20.1009
7629 | AC system | Cooling Tower (Fan) | CT-1A | Cooling 2 | 30.0 | [5 empty] | 30.0 | 0.75 | 0.91612 | 0.809 | 18.3217 | 0.5 | 1 | All Day | 24.0 | 37.2 | 33.6 | 37.2 | 144 | 159 | 288 | 297.6 | 372 | 216 | 74.4 | 36 | 37.2 | 170.3921 | 153.9026 | 170.3921 | 659.5825 | 728.289 | 1319.165 | 1363.1371 | 1703.9214 | 989.3737 | 340.7843 | 164.8956 | 170.3921 | 1732.2 | 7934.2276 | 1.2009
7630 | Pump | Cooling Tower Pump | P-CT01 | Cooling 2 | 30.0 | [5 empty] | 30.0 | 0.75 | 0.91612 | 0.809 | 18.3217 | 0.5 | 0.5 | All Day | 24.0 | 0 | 0 | 0 | 0 | 223.2 | 360 | 372 | 372 | 216 | 0 | 0 | 0 | 0 | 0 | 0 | 0 | 1022.3528 | 1648.9562 | 1703.9214 | 1703.9214 | 989.3737 | 0 | 0 | 0 | 1543.2 | 7068.5256 | 0.36303
7631 | Pump | Cooling Tower Pump | P-CT02 | Cooling 2 | 30.0 | [5 empty] | 30.0 | 0.75 | 0.91612 | 0.809 | 18.3217 | 0.5 | 0.5 | All Day | 24.0 | 0 | 0 | 0 | 0 | 223.2 | 360 | 372 | 372 | 216 | 0 | 0 | 0 | 0 | 0 | 0 | 0 | 1022.3528 | 1648.9562 | 1703.9214 | 1703.9214 | 989.3737 | 0 | 0 | 0 | 1543.2 | 7068.5256 | 0.36303
7632 | Ventilation | Supply Fan | AHU-1 | Uniform | 30.0 | [5 empty] | 30.0 | 0.75 | 0.91612 | 0.809 | 18.3217 | 0.82 | 1 | All Day | 24.0 | 744 | 672 | 744 | 720 | 744 | 720 | 744 | 669.6 | 720 | 744 | 720 | 744 | 9165.734 | 8278.7275 | 9165.734 | 8870.0652 | 9165.734 | 8870.0652 | 9165.734 | 8249.1606 | 8870.0652 | 9165.734 | 8870.0652 | 9165.734 | 8685.6 | 107002.5532 | 2.5039
7633 | Ventilation | Supply Fan | AHU-2 | Uniform | 30.0 | [5 empty] | 30.0 | 0.75 | 0.91612 | 0.809 | 18.3217 | 0.66 | 1 | All Day | 24.0 | 744 | 672 | 744 | 720 | 744 | 720 | 744 | 669.6 | 720 | 744 | 720 | 744 | 5937.8253 | 5363.1971 | 5937.8253 | 5746.2826 | 5937.8253 | 5746.2826 | 5937.8253 | 5344.0428 | 5746.2826 | 5937.8253 | 5746.2826 | 5937.8253 | 8685.6 | 69319.3221 | 1.6221
7634 | Ventilation | Supply Fan | AHU-3 | Uniform | 30.0 | [5 empty] | 30.0 | 0.75 | 0.91612 | 0.809 | 18.3217 | 0.7 | 1 | All Day | 24.0 | 744 | 672 | 744 | 720 | 744 | 720 | 744 | 669.6 | 720 | 744 | 720 | 744 | 6679.3719 | 6032.9811 | 6679.3719 | 6463.9083 | 6679.3719 | 6463.9083 | 6679.3719 | 6011.4347 | 6463.9083 | 6679.3719 | 6463.9083 | 6679.3719 | 8685.6 | 77976.2806 | 1.8247
7635 | Ventilation | Supply Fan | AHU-4 | Uniform | 30.0 | [5 empty] | 30.0 | 0.75 | 0.91612 | 0.809 | 18.3217 | 0.7 | 1 | All Day | 24.0 | 744 | 672 | 744 | 720 | 744 | 720 | 744 | 669.6 | 720 | 744 | 720 | 744 | 6679.3719 | 6032.9811 | 6679.3719 | 6463.9083 | 6679.3719 | 6463.9083 | 6679.3719 | 6011.4347 | 6463.9083 | 6679.3719 | 6463.9083 | 6679.3719 | 8685.6 | 77976.2806 | 1.8247
7636 | Ventilation | Supply Fan | AHU-14 | Uniform | 30.0 | [5 empty] | 30.0 | 0.75 | 0.91612 | 0.809 | 18.3217 | 0.6 | 1 | All Day | 24.0 | 744 | 672 | 744 | 720 | 744 | 720 | 744 | 669.6 | 720 | 744 | 720 | 744 | 4907.2937 | 4432.3943 | 4907.2937 | 4748.9939 | 4907.2937 | 4748.9939 | 4907.2937 | 4416.5643 | 4748.9939 | 4907.2937 | 4748.9939 | 4907.2937 | 8685.6 | 57288.6959 | 1.3406
7637 | Ventilation | Supply Fan | AHU-15 | Uniform | 30.0 | [5 empty] | 30.0 | 0.75 | 0.91612 | 0.809 | 18.3217 | 0.95 | 1 | All Day | 24.0 | 744 | 672 | 744 | 720 | 744 | 720 | 744 | 669.6 | 720 | 744 | 720 | 744 | 12302.3126 | 11111.7662 | 12302.3126 | 11905.4638 | 12302.3126 | 11905.4638 | 12302.3126 | 11072.0813 | 11905.4638 | 12302.3126 | 11905.4638 | 12302.3126 | 8685.6 | 143619.578 | 3.3607
7638 | Ventilation | Supply Fan | AHU-16 | Uniform | 30.0 | [5 empty] | 30.0 | 0.75 | 0.91612 | 0.809 | 18.3217 | 0.38 | 1 | All Day | 24.0 | 744 | 672 | 744 | 720 | 744 | 720 | 744 | 669.6 | 720 | 744 | 720 | 744 | 1968.37 | 1777.8826 | 1968.37 | 1904.8742 | 1968.37 | 1904.8742 | 1968.37 | 1771.533 | 1904.8742 | 1968.37 | 1904.8742 | 1968.37 | 8685.6 | 22979.1325 | 0.53771
7639 | Ventilation | Supply Fan | AHU-17 | Uniform | 30.0 | [5 empty] | 30.0 | 0.75 | 0.91612 | 0.809 | 18.3217 | 0.92 | 1 | All Day | 24.0 | 744 | 672 | 744 | 720 | 744 | 720 | 744 | 669.6 | 720 | 744 | 720 | 744 | 11537.5926 | 10421.0514 | 11537.5926 | 11165.4122 | 11537.5926 | 11165.4122 | 11537.5926 | 10383.8334 | 11165.4122 | 11537.5926 | 11165.4122 | 11537.5926 | 8685.6 | 134692.0895 | 3.1518
7640 | Ventilation | Exhaust Fan | EF-2 | Uniform | 30.0 | [5 empty] | 30.0 | 0.75 | 0.91612 | 0.809 | 18.3217 | 0.72 | 1 | All Day | 24.0 | 744 | 672 | 744 | 720 | 744 | 720 | 744 | 669.6 | 720 | 744 | 720 | 744 | 7066.5029 | 6382.6477 | 7066.5029 | 6838.5512 | 7066.5029 | 6838.5512 | 7066.5029 | 6359.8526 | 6838.5512 | 7066.5029 | 6838.5512 | 7066.5029 | 8685.6 | 82495.7221 | 1.9304
7641 | Ventilation | Supply Fan | SF-AHU8 | Uniform | 30.0 | [5 empty] | 30.0 | 0.75 | 0.91612 | 0.809 | 18.3217 |  | 1 | AHU-8 | 21.85714286 | 677.5714 | 612 | 677.5714 | 655.7143 | 677.5714 | 655.7143 | 677.5714 | 677.5714 | 655.7143 | 677.5714 | 655.7143 | 677.5714 | 12414.2845 | 11212.9022 | 12414.2845 | 12013.8237 | 12414.2845 | 12013.8237 | 12414.2845 | 12414.2845 | 12013.8237 | 12414.2845 | 12013.8237 | 12414.2845 | 7977.8571 | 146168.189 | 34.9114
7642 | Pump | Pump | P8 | Uniform | 40.0 | [5 empty] | 40.0 | 0.75 | 0.92175 | 0.80875 | 24.2799 |  | 0 | All Day | 24.0 | 0 | 0 | 0 | 0 | 0 | 0 | 0 | 0 | 0 | 0 | 0 | 0 | 0 | 0 | 0 | 0 | 0 | 0 | 0 | 0 | 0 | 0 | 0 | 0 | 0 | 0 | 0
7643 | Ventilation | Exhaust Fan | CF-3 | Uniform | 40.0 | [5 empty] | 40.0 | 0.75 | 0.92175 | 0.80875 | 24.2799 |  | 0 | All Day | 24.0 | 0 | 0 | 0 | 0 | 0 | 0 | 0 | 0 | 0 | 0 | 0 | 0 | 0 | 0 | 0 | 0 | 0 | 0 | 0 | 0 | 0 | 0 | 0 | 0 | 0 | 0 | 0
7644 | Pump | Pump | P8 | Uniform | 40.0 | [5 empty] | 40.0 | 0.75 | 0.92175 | 0.80875 | 24.2799 |  | 0 | All Day | 24.0 | 0 | 0 | 0 | 0 | 0 | 0 | 0 | 0 | 0 | 0 | 0 | 0 | 0 | 0 | 0 | 0 | 0 | 0 | 0 | 0 | 0 | 0 | 0 | 0 | 0 | 0 | 0
7645 | Pump | Well Pump | Well C Pump | Well Pump C | 40.0 | [5 empty] | 40.0 | 0.75 | 0.92175 | 0.80875 | 24.2799 |  | 1 | All Day | 24.0 | 744 | 672 | 744 | 720 | 744 | 720 | 744 | 744 | 720 | 744 | 720 | 744 | 18064.2474 | 16316.0944 | 18064.2474 | 17481.5297 | 18064.2474 | 17481.5297 | 18064.2474 | 18064.2474 | 17481.5297 | 18064.2474 | 17481.5297 | 18064.2474 | 8760 | 212691.9447 | 36.6821
7646 | Ventilation | Supply Fan | AHU1-SF-1 | Uniform | 40.0 |  | 3 |  | 208.0 |  | 40.0 | 0.75 | 0.92175 | 0.80875 | 24.2799 | 0.8 | 1 |  | 24.0 | 744 | 672 | 744 | 720 | 744 | 720 | 744 | 744 | 720 | 744 | 720 | 744 | 11561.1183 | 10442.3004 | 11561.1183 | 11188.179 | 11561.1183 | 11188.179 | 11561.1183 | 11561.1183 | 11188.179 | 11561.1183 | 11188.179 | 11561.1183 | 8760 | 136122.8446 | 20.834
7647 | Ventilation | Supply Fan | AHU1-SF-2 | Uniform | 40.0 |  | 3 |  | 208.0 |  | 40.0 | 0.75 | 0.92175 | 0.80875 | 24.2799 | 0.8 | 1 |  | 24.0 | 744 | 672 | 744 | 720 | 744 | 720 | 744 | 744 | 720 | 744 | 720 | 744 | 11561.1183 | 10442.3004 | 11561.1183 | 11188.179 | 11561.1183 | 11188.179 | 11561.1183 | 11561.1183 | 11188.179 | 11561.1183 | 11188.179 | 11561.1183 | 8760 | 136122.8446 | 20.834
7648 | Ventilation | Exhaust Fan | CF-2 | Uniform | 40.0 | [5 empty] | 40.0 | 0.75 | 0.92175 | 0.80875 | 24.2799 |  | 1 | All Day | 24.0 | 744 | 672 | 744 | 720 | 744 | 720 | 744 | 744 | 720 | 744 | 720 | 744 | 18064.2474 | 16316.0944 | 18064.2474 | 17481.5297 | 18064.2474 | 17481.5297 | 18064.2474 | 18064.2474 | 17481.5297 | 18064.2474 | 17481.5297 | 18064.2474 | 8760 | 212691.9447 | 1.4796
7649 | Process Cooling | Raw Water | SA1-3 | Uniform | 40.0 | [5 empty] | 40.0 | 0.75 | 0.92175 | 0.80875 | 24.2799 |  | 1 | All Day | 24.0 | 744 | 672 | 744 | 720 | 744 | 720 | 744 | 744 | 720 | 744 | 720 | 744 | 18064.2474 | 16316.0944 | 18064.2474 | 17481.5297 | 18064.2474 | 17481.5297 | 18064.2474 | 18064.2474 | 17481.5297 | 18064.2474 | 17481.5297 | 18064.2474 | 8760 | 212691.9447 | 1.4796
7650 | Ventilation | Older RTUs |  | Uniform | 40.0 | [5 empty] | 40.0 | 0.75 | 0.92175 | 0.80875 | 24.2799 |  | 1 | All Day | 24.0 | 744 | 672 | 744 | 720 | 744 | 720 | 744 | 744 | 720 | 744 | 720 | 744 | 18064.2474 | 16316.0944 | 18064.2474 | 17481.5297 | 18064.2474 | 17481.5297 | 18064.2474 | 18064.2474 | 17481.5297 | 18064.2474 | 17481.5297 | 18064.2474 | 8760 | 212691.9447 | 22.4753
7651 | Ventilation | Supply Fan | SF-HD-9 | Uniform | 40.0 | [5 empty] | 40.0 | 0.75 | 0.92175 | 0.80875 | 24.2799 | 0.78 | 1 | All Day | 24.0 | 744 | 672 | 744 | 720 | 744 | 720 | 744 | 744 | 720 | 744 | 720 | 744 | 10990.2881 | 9926.7118 | 10990.2881 | 10635.7627 | 10990.2881 | 10635.7627 | 10990.2881 | 10990.2881 | 10635.7627 | 10990.2881 | 10635.7627 | 10990.2881 | 8760 | 129401.7791 | 2.3159
7652 | Ventilation | Supply Fan | AHU-4A | Uniform | 40.0 | [5 empty] | 40.0 | 0.75 | 0.92175 | 0.80875 | 24.2799 | 0.67 | 1 | All Day | 24.0 | 744 | 672 | 744 | 720 | 744 | 720 | 744 | 744 | 720 | 744 | 720 | 744 | 8109.0406 | 7324.2948 | 8109.0406 | 7847.4587 | 8109.0406 | 7847.4587 | 8109.0406 | 8109.0406 | 7847.4587 | 8109.0406 | 7847.4587 | 8109.0406 | 8760 | 95477.414 | 1.8076
7653 | Ventilation | Supply Fan | AHU-4B | Uniform | 40.0 | [5 empty] | 40.0 | 0.75 | 0.92175 | 0.80875 | 24.2799 | 0.75 | 1 | All Day | 24.0 | 744 | 672 | 744 | 720 | 744 | 720 | 744 | 744 | 720 | 744 | 720 | 744 | 10161.1391 | 9177.8031 | 10161.1391 | 9833.3605 | 10161.1391 | 9833.3605 | 10161.1391 | 10161.1391 | 9833.3605 | 10161.1391 | 9833.3605 | 10161.1391 | 8760 | 119639.2189 | 2.265
7654 | Ventilation | Return Fan | AHU R-1 | Uniform | 40.0 | [5 empty] | 40.0 | 0.75 | 0.92175 | 0.80875 | 24.2799 | 0.67 | 1 | All Day | 24.0 | 744 | 672 | 744 | 720 | 744 | 720 | 744 | 744 | 720 | 744 | 720 | 744 | 8109.0406 | 7324.2948 | 8109.0406 | 7847.4587 | 8109.0406 | 7847.4587 | 8109.0406 | 8109.0406 | 7847.4587 | 8109.0406 | 7847.4587 | 8109.0406 | 8760 | 95477.414 | 1.8076
7655 | Ventilation | Supply Fan - Common Area RTUs |  | Uniform | 40.0 | [5 empty] | 40.0 | 0.75 | 0.92175 | 0.80875 | 24.2799 |  | 1 | All Day | 24.0 | 744 | 672 | 744 | 720 | 744 | 720 | 744 | 744 | 720 | 744 | 720 | 744 | 18064.2474 | 16316.0944 | 18064.2474 | 17481.5297 | 18064.2474 | 17481.5297 | 18064.2474 | 18064.2474 | 17481.5297 | 18064.2474 | 17481.5297 | 18064.2474 | 8760 | 212691.9447 | 16.8538
7656 | Strobic Exhaust | Strobic Exhaust Fan | FEX.FF-1 | Uniform | 40.0 | [5 empty] | 40.0 | 0.75 | 0.92175 | 0.80875 | 24.2799 |  | 1 | All Day | 24.0 | 744 | 672 | 744 | 720 | 744 | 720 | 744 | 744 | 720 | 744 | 720 | 744 | 18064.2474 | 16316.0944 | 18064.2474 | 17481.5297 | 18064.2474 | 17481.5297 | 18064.2474 | 18064.2474 | 17481.5297 | 18064.2474 | 17481.5297 | 18064.2474 | 8760 | 212691.9447 | 12.1267
7657 | Strobic Exhaust | Strobic Exhaust Fan | FEX.FF-2 | Uniform | 40.0 | [5 empty] | 40.0 | 0.75 | 0.92175 | 0.80875 | 24.2799 |  | 1 | All Day | 24.0 | 744 | 672 | 744 | 720 | 744 | 720 | 744 | 744 | 720 | 744 | 720 | 744 | 18064.2474 | 16316.0944 | 18064.2474 | 17481.5297 | 18064.2474 | 17481.5297 | 18064.2474 | 18064.2474 | 17481.5297 | 18064.2474 | 17481.5297 | 18064.2474 | 8760 | 212691.9447 | 12.1267
7658 | Strobic Exhaust | Strobic Exhaust Fan | FEX.FF-3 | Uniform | 40.0 | [5 empty] | 40.0 | 0.75 | 0.92175 | 0.80875 | 24.2799 |  | 1 | All Day | 24.0 | 744 | 672 | 744 | 720 | 744 | 720 | 744 | 744 | 720 | 744 | 720 | 744 | 18064.2474 | 16316.0944 | 18064.2474 | 17481.5297 | 18064.2474 | 17481.5297 | 18064.2474 | 18064.2474 | 17481.5297 | 18064.2474 | 17481.5297 | 18064.2474 | 8760 | 212691.9447 | 12.1267
7659 | Ventilation | Supply Fan | SF-HD-9 | Uniform | 40.0 | [5 empty] | 40.0 | 0.75 | 0.92175 | 0.80875 | 24.2799 | 0.78 | 1 | All Day | 24.0 | 744 | 672 | 744 | 720 | 744 | 720 | 744 | 744 | 720 | 744 | 720 | 744 | 10990.2881 | 9926.7118 | 10990.2881 | 10635.7627 | 10990.2881 | 10635.7627 | 10990.2881 | 10990.2881 | 10635.7627 | 10990.2881 | 10635.7627 | 10990.2881 | 8760 | 129401.7791 | 2.3159
7660 | Ventilation | Supply Fan | AHU-9 | Uniform | 40.0 | [5 empty] | 40.0 | 0.75 | 0.92175 | 0.80875 | 24.2799 | 0.8 | 1 | AHU-9, 10 | 8.571428571428570 | 265.7143 | 240 | 265.7143 | 257.1429 | 265.7143 | 257.1429 | 265.7143 | 239.1429 | 257.1429 | 265.7143 | 257.1429 | 265.7143 | 4128.9708 | 3729.393 | 4128.9708 | 3995.7782 | 4128.9708 | 3995.7782 | 4128.9708 | 3716.0737 | 3995.7782 | 4128.9708 | 3995.7782 | 4128.9708 | 3102 | 48202.4046 | 1.1279
7661 | Pump | Pump | CWP17 | Cooling 1 | 40.0 | [5 empty] | 40.0 | 0.75 | 0.92175 | 0.80875 | 24.2799 |  | 1 | Cooling | 5.7 | 0 | 0 | 0 | 136.8 | 70.68 | 102.6 | 123.69 | 176.7 | 102.6 | 70.68 | 0 | 0 | 0 | 0 | 0 | 3321.4906 | 1716.1035 | 2491.118 | 3003.1811 | 4290.2587 | 2491.118 | 1716.1035 | 0 | 0 | 783.75 | 19029.3735 | 2.2765
7662 | Pump | Pump | CWP17 | Cooling 1 | 40.0 | [5 empty] | 40.0 | 0.75 | 0.92175 | 0.80875 | 24.2799 |  | 1 | Cooling | 5.7 | 0 | 0 | 0 | 136.8 | 70.68 | 102.6 | 123.69 | 176.7 | 102.6 | 70.68 | 0 | 0 | 0 | 0 | 0 | 3321.4906 | 1716.1035 | 2491.118 | 3003.1811 | 4290.2587 | 2491.118 | 1716.1035 | 0 | 0 | 783.75 | 19029.3735 | 2.2765
7663 | AC System | Cooling Tower | CT-1 | Cooling 1 | 40.0 | [5 empty] | 40.0 | 0.75 | 0.92175 | 0.80875 | 24.2799 | 0.98 | 0.6 | Occupied | 12.0 | 0 | 0 | 0 | 172.8 | 89.28 | 129.6 | 156.24 | 223.2 | 129.6 | 89.28 | 0 | 0 | 0 | 0 | 0 | 4029.4227 | 2081.8684 | 3022.067 | 3643.2697 | 5204.6709 | 3022.067 | 2081.8684 | 0 | 0 | 990 | 23085.234 | 2.7617
7664 | AC System | Cooling Tower | CT-1 | Cooling 1 | 40.0 | [5 empty] | 40.0 | 0.75 | 0.92175 | 0.80875 | 24.2799 | 0.98 | 0.6 | Occupied | 12.0 | 0 | 0 | 0 | 172.8 | 89.28 | 129.6 | 156.24 | 223.2 | 129.6 | 89.28 | 0 | 0 | 0 | 0 | 0 | 4029.4227 | 2081.8684 | 3022.067 | 3643.2697 | 5204.6709 | 3022.067 | 2081.8684 | 0 | 0 | 990 | 23085.234 | 2.7617
7665 | Ventilation | Air handling unit | AHU-1 SF | AHU | 40.0 | [5 empty] | 40.0 | 0.75 | 0.92175 | 0.80875 | 24.2799 |  | 0.5 | HVAC Winter | 17.5 | 271.25 | 245 | 271.25 | 183.75 | 162.75 | 131.25 | 81.375 | 271.25 | 262.5 | 271.25 | 262.5 | 271.25 | 6585.9235 | 5948.5761 | 6585.9235 | 4461.4321 | 3951.5541 | 3186.7372 | 1975.7771 | 6585.9235 | 6373.4744 | 6585.9235 | 6373.4744 | 6585.9235 | 2685.375 | 65200.6428 | 4.5488
7666 | Ventilation | Air handling unit | AHU-2 SF | AHU | 40.0 | [5 empty] | 40.0 | 0.75 | 0.92175 | 0.80875 | 24.2799 |  | 0.5 | HVAC Winter | 17.5 | 271.25 | 245 | 271.25 | 183.75 | 162.75 | 131.25 | 81.375 | 271.25 | 262.5 | 271.25 | 262.5 | 271.25 | 6585.9235 | 5948.5761 | 6585.9235 | 4461.4321 | 3951.5541 | 3186.7372 | 1975.7771 | 6585.9235 | 6373.4744 | 6585.9235 | 6373.4744 | 6585.9235 | 2685.375 | 65200.6428 | 4.5488
7667 | AC system | Cooling Tower | CT-1 | Cooling 1 | 40.0 | [5 empty] | 40.0 | 0.75 | 0.92175 | 0.80875 | 24.2799 |  | 0.6 | Chiller | 17.0 | 0 | 0 | 0 | 0 | 126.48 | 153 | 316.2 | 316.2 | 153 | 94.86 | 0 | 0 | 0 | 0 | 0 | 0 | 3070.9221 | 3714.8251 | 7677.3051 | 7677.3051 | 3714.8251 | 2303.1915 | 0 | 0 | 1159.74 | 28158.374 | 0.92258
7668 | AC system | Cooling Tower | CT-2 | Cooling 1 | 40.0 | [5 empty] | 40.0 | 0.75 | 0.92175 | 0.80875 | 24.2799 |  | 0.6 | Chiller | 17.0 | 0 | 0 | 0 | 0 | 126.48 | 153 | 316.2 | 316.2 | 153 | 94.86 | 0 | 0 | 0 | 0 | 0 | 0 | 3070.9221 | 3714.8251 | 7677.3051 | 7677.3051 | 3714.8251 | 2303.1915 | 0 | 0 | 1159.74 | 28158.374 | 0.92258
7669 | AC system | AC Compressor | AC-4 | Cooling 1 | 40.0 | [5 empty] | 40.0 | 0.75 | 0.92175 | 0.80875 | 24.2799 |  | 0.3 | Occupied | 8.571428571428570 | 0 | 0 | 0 | 0 | 0 | 0 | 79.7143 | 79.7143 | 77.1429 | 0 | 0 | 0 | 0 | 0 | 0 | 0 | 0 | 0 | 1935.4551 | 1935.4551 | 1873.021 | 0 | 0 | 0 | 236.5714 | 5743.9312 | 1.6651
7670 | AC system | AC Compressor | AC-5 | Cooling 1 | 40.0 | [5 empty] | 40.0 | 0.75 | 0.92175 | 0.80875 | 24.2799 |  | 0.3 | Occupied | 8.571428571428570 | 0 | 0 | 0 | 0 | 0 | 0 | 79.7143 | 79.7143 | 77.1429 | 0 | 0 | 0 | 0 | 0 | 0 | 0 | 0 | 0 | 1935.4551 | 1935.4551 | 1873.021 | 0 | 0 | 0 | 236.5714 | 5743.9312 | 1.6651
7671 | Ventilation | AC-2 Supply Fan | SF-2-1 | Uniform | 40.0 | [5 empty] | 40.0 | 0.75 | 0.92175 | 0.80875 | 24.2799 | 0.99667 | 1 | AC-2 | 18.357142857142900 | 569.0714 | 514 | 569.0714 | 550.7143 | 569.0714 | 550.7143 | 569.0714 | 569.0714 | 550.7143 | 569.0714 | 550.7143 | 569.0714 | 13725.0389 | 12396.8093 | 13725.0389 | 13282.2957 | 13725.0389 | 13282.2957 | 13725.0389 | 13725.0389 | 13282.2957 | 13725.0389 | 13282.2957 | 13725.0389 | 6700.3571 | 161601.2647 | 14.3577
7672 | Ventilation | AC-2 Supply Fan | SF-2-2 | Uniform | 40.0 | [5 empty] | 40.0 | 0.75 | 0.92175 | 0.80875 | 24.2799 | 0.99667 | 1 | AC-2 | 18.357142857142900 | 569.0714 | 514 | 569.0714 | 550.7143 | 569.0714 | 550.7143 | 569.0714 | 569.0714 | 550.7143 | 569.0714 | 550.7143 | 569.0714 | 13725.0389 | 12396.8093 | 13725.0389 | 13282.2957 | 13725.0389 | 13282.2957 | 13725.0389 | 13725.0389 | 13282.2957 | 13725.0389 | 13282.2957 | 13725.0389 | 6700.3571 | 161601.2647 | 14.3577
7673 | Pump | Pump | P-15 | Cooling 1 | 40.0 | [5 empty] | 40.0 | 0.75 | 0.92175 | 0.80875 | 24.2799 | 0.6 | 0.5 | All Day | 24.0 | 0 | 0 | 0 | 0 | 260.4 | 360 | 372 | 372 | 252 | 0 | 0 | 0 | 0 | 0 | 0 | 0 | 2276.0952 | 3146.6753 | 3251.5645 | 3251.5645 | 2202.6727 | 0 | 0 | 0 | 1616.4 | 14128.5723 | 0.26748
7674 | Pump | Pump | P-16 | Cooling 1 | 40.0 | [5 empty] | 40.0 | 0.75 | 0.92175 | 0.80875 | 24.2799 | 0.6 | 0.5 | All Day | 24.0 | 0 | 0 | 0 | 0 | 260.4 | 360 | 372 | 372 | 252 | 0 | 0 | 0 | 0 | 0 | 0 | 0 | 2276.0952 | 3146.6753 | 3251.5645 | 3251.5645 | 2202.6727 | 0 | 0 | 0 | 1616.4 | 14128.5723 | 0.26748
7675 | Ventilation | Supply Fan | AHU-1 | University | 40.0 | [5 empty] | 40.0 | 0.75 | 0.92175 | 0.80875 | 24.2799 |  | 1 | AHU-1 | 14.0 | 434 | 392 | 434 | 420 | 260.4 | 126 | 43.4 | 217 | 420 | 434 | 420 | 434 | 10537.4776 | 9517.7217 | 10537.4776 | 10197.559 | 6322.4866 | 3059.2677 | 1053.7478 | 5268.7388 | 10197.559 | 10537.4776 | 10197.559 | 10537.4776 | 4034.8 | 97964.55 | 26.5299
7676 | Ventilation | Supply Fan | AHU-3 | University | 40.0 | [5 empty] | 40.0 | 0.75 | 0.92175 | 0.80875 | 24.2799 |  | 1 | AHU-3 | 14.0 | 434 | 392 | 434 | 420 | 260.4 | 126 | 43.4 | 217 | 420 | 434 | 420 | 434 | 10537.4776 | 9517.7217 | 10537.4776 | 10197.559 | 6322.4866 | 3059.2677 | 1053.7478 | 5268.7388 | 10197.559 | 10537.4776 | 10197.559 | 10537.4776 | 4034.8 | 97964.55 | 26.5299
7677 | Ventilation | Air handling unit | AHU-1 SF | AHU | 40.0 | [5 empty] | 40.0 | 0.75 | 0.92175 | 0.80875 | 24.2799 |  | 0.5 | AHU-1 | 16.5 | 255.75 | 231 | 255.75 | 173.25 | 153.45 | 123.75 | 76.725 | 255.75 | 247.5 | 255.75 | 247.5 | 255.75 | 6209.585 | 5608.6574 | 6209.585 | 4206.4931 | 3725.751 | 3004.6379 | 1862.8755 | 6209.585 | 6009.2758 | 6209.585 | 6009.2758 | 6209.585 | 2531.925 | 61474.8918 | 4.3268
7678 | Ventilation | Air handling unit | AHU-2 SF | AHU | 40.0 | [5 empty] | 40.0 | 0.75 | 0.92175 | 0.80875 | 24.2799 |  | 0.5 | AHU-2 | 16.5 | 255.75 | 231 | 255.75 | 173.25 | 153.45 | 123.75 | 76.725 | 255.75 | 247.5 | 255.75 | 247.5 | 255.75 | 6209.585 | 5608.6574 | 6209.585 | 4206.4931 | 3725.751 | 3004.6379 | 1862.8755 | 6209.585 | 6009.2758 | 6209.585 | 6009.2758 | 6209.585 | 2531.925 | 61474.8918 | 4.3268
7679 | Pump | Condenser Water | P-7 | Uniform | 40.0 | [5 empty] | 40.0 | 0.75 | 0.92175 | 0.80875 | 24.2799 |  | 0.5 | N | 18.428571428571400 | 285.6429 | 258 | 285.6429 | 276.4286 | 285.6429 | 276.4286 | 285.6429 | 285.6429 | 276.4286 | 285.6429 | 276.4286 | 285.6429 | 6935.3807 | 6264.2148 | 6935.3807 | 6711.6587 | 6935.3807 | 6711.6587 | 6935.3807 | 6935.3807 | 6711.6587 | 6935.3807 | 6711.6587 | 6935.3807 | 3363.2143 | 81658.5145 | 5.7066
7680 | Pump | Condenser Water | P-8 | Uniform | 40.0 | [5 empty] | 40.0 | 0.75 | 0.92175 | 0.80875 | 24.2799 |  | 0.5 | N | 18.428571428571400 | 285.6429 | 258 | 285.6429 | 276.4286 | 285.6429 | 276.4286 | 285.6429 | 285.6429 | 276.4286 | 285.6429 | 276.4286 | 285.6429 | 6935.3807 | 6264.2148 | 6935.3807 | 6711.6587 | 6935.3807 | 6711.6587 | 6935.3807 | 6935.3807 | 6711.6587 | 6935.3807 | 6711.6587 | 6935.3807 | 3363.2143 | 81658.5145 | 5.7066
7681 | Ventilation | Supply Fan | F-1 | Ventilation | 40.0 | [5 empty] | 40.0 | 0.75 | 0.92175 | 0.80875 | 24.2799 |  | 1 | All Day | 24.0 | 744 | 672 | 595.2 | 576 | 528.24 | 511.2 | 528.24 | 528.24 | 511.2 | 528.24 | 720 | 744 | 18064.2474 | 16316.0944 | 14451.3979 | 13985.2238 | 12825.6156 | 12411.8861 | 12825.6156 | 12825.6156 | 12411.8861 | 12825.6156 | 17481.5297 | 18064.2474 | 7186.56 | 174488.9751 | 5.717
7682 | Ventilation | AC-2 Supply Fan | SF-2-1 | Uniform | 40.0 | [5 empty] | 40.0 | 0.75 | 0.92175 | 0.80875 | 24.2799 | 0.99667 | 1 | AC-2 | 16.523809523809500 | 512.2381 | 462.6667 | 512.2381 | 495.7143 | 512.2381 | 495.7143 | 512.2381 | 512.2381 | 495.7143 | 512.2381 | 495.7143 | 512.2381 | 12354.3152 | 11158.7363 | 12354.3152 | 11955.7889 | 12354.3152 | 11955.7889 | 12354.3152 | 12354.3152 | 11955.7889 | 12354.3152 | 11955.7889 | 12354.3152 | 6031.1905 | 145462.0982 | 12.9216
7683 | Ventilation | AC-2 Supply Fan | SF-2-2 | Uniform | 40.0 | [5 empty] | 40.0 | 0.75 | 0.92175 | 0.80875 | 24.2799 | 0.99667 | 1 | AC-2 | 16.523809523809500 | 512.2381 | 462.6667 | 512.2381 | 495.7143 | 512.2381 | 495.7143 | 512.2381 | 512.2381 | 495.7143 | 512.2381 | 495.7143 | 512.2381 | 12354.3152 | 11158.7363 | 12354.3152 | 11955.7889 | 12354.3152 | 11955.7889 | 12354.3152 | 12354.3152 | 11955.7889 | 12354.3152 | 11955.7889 | 12354.3152 | 6031.1905 | 145462.0982 | 12.9216
7684 | Ventilation | AC-2 Supply Fan | SF-2-1 | Uniform | 40.0 | [5 empty] | 40.0 | 0.75 | 0.92175 | 0.80875 | 24.2799 | 0.99667 | 1 | AC-2 | 16.523809523809500 | 512.2381 | 462.6667 | 512.2381 | 495.7143 | 512.2381 | 495.7143 | 512.2381 | 512.2381 | 495.7143 | 512.2381 | 495.7143 | 512.2381 | 12354.3152 | 11158.7363 | 12354.3152 | 11955.7889 | 12354.3152 | 11955.7889 | 12354.3152 | 12354.3152 | 11955.7889 | 12354.3152 | 11955.7889 | 12354.3152 | 6031.1905 | 145462.0982 | 12.8049
7685 | Ventilation | AC-2 Supply Fan | SF-2-2 | Uniform | 40.0 | [5 empty] | 40.0 | 0.75 | 0.92175 | 0.80875 | 24.2799 | 0.99667 | 1 | AC-2 | 16.523809523809500 | 512.2381 | 462.6667 | 512.2381 | 495.7143 | 512.2381 | 495.7143 | 512.2381 | 512.2381 | 495.7143 | 512.2381 | 495.7143 | 512.2381 | 12354.3152 | 11158.7363 | 12354.3152 | 11955.7889 | 12354.3152 | 11955.7889 | 12354.3152 | 12354.3152 | 11955.7889 | 12354.3152 | 11955.7889 | 12354.3152 | 6031.1905 | 145462.0982 | 12.8049
7686 | Pump | Pump | P-7 | Heat Pump | 40.0 | [5 empty] | 40.0 | 0.75 | 0.92175 | 0.80875 | 24.2799 |  | 0.5 | All Day | 24.0 | 241.8 | 268.8 | 223.2 | 216 | 241.8 | 288 | 334.8 | 372 | 288 | 204.6 | 198 | 260.4 | 5870.8804 | 6526.4378 | 5419.2742 | 5244.4589 | 5870.8804 | 6992.6119 | 8128.9113 | 9032.1237 | 6992.6119 | 4967.668 | 4807.4207 | 6322.4866 | 3137.4 | 76175.7657 | 1.4421
7687 | Pump | Pump | P-8 | Heat Pump | 40.0 | [5 empty] | 40.0 | 0.75 | 0.92175 | 0.80875 | 24.2799 |  | 0.5 | All Day | 24.0 | 241.8 | 268.8 | 223.2 | 216 | 241.8 | 288 | 334.8 | 372 | 288 | 204.6 | 198 | 260.4 | 5870.8804 | 6526.4378 | 5419.2742 | 5244.4589 | 5870.8804 | 6992.6119 | 8128.9113 | 9032.1237 | 6992.6119 | 4967.668 | 4807.4207 | 6322.4866 | 3137.4 | 76175.7657 | 1.4421
7688 | Pump | Pump | P-9 | Heat Pump | 40.0 | [5 empty] | 40.0 | 0.75 | 0.92175 | 0.80875 | 24.2799 |  | 0.5 | All Day | 24.0 | 241.8 | 268.8 | 223.2 | 216 | 241.8 | 288 | 334.8 | 372 | 288 | 204.6 | 198 | 260.4 | 5870.8804 | 6526.4378 | 5419.2742 | 5244.4589 | 5870.8804 | 6992.6119 | 8128.9113 | 9032.1237 | 6992.6119 | 4967.668 | 4807.4207 | 6322.4866 | 3137.4 | 76175.7657 | 1.4421
7689 | Pump | Pump | P-10 | Heat Pump | 40.0 | [5 empty] | 40.0 | 0.75 | 0.92175 | 0.80875 | 24.2799 |  | 0.5 | All Day | 24.0 | 241.8 | 268.8 | 223.2 | 216 | 241.8 | 288 | 334.8 | 372 | 288 | 204.6 | 198 | 260.4 | 5870.8804 | 6526.4378 | 5419.2742 | 5244.4589 | 5870.8804 | 6992.6119 | 8128.9113 | 9032.1237 | 6992.6119 | 4967.668 | 4807.4207 | 6322.4866 | 3137.4 | 76175.7657 | 1.4421
7690 | Ventilation | Supply Fan | AHU-13 | Uniform | 40.0 | [5 empty] | 40.0 | 0.75 | 0.92175 | 0.80875 | 24.2799 | 0.65 | 1 | All Day | 24.0 | 744 | 672 | 744 | 720 | 744 | 720 | 744 | 669.6 | 720 | 744 | 720 | 744 | 7632.1445 | 6893.5499 | 7632.1445 | 7385.9463 | 7632.1445 | 7385.9463 | 7632.1445 | 6868.9301 | 7385.9463 | 7632.1445 | 7385.9463 | 7632.1445 | 8685.6 | 89099.1322 | 2.0849
7691 | Ventilation | Exhaust Fan | EF-4 | Uniform | 40.0 | [5 empty] | 40.0 | 0.75 | 0.92175 | 0.80875 | 24.2799 | 0.6 | 1 | All Day | 24.0 | 744 | 672 | 744 | 720 | 744 | 720 | 744 | 669.6 | 720 | 744 | 720 | 744 | 6503.129 | 5873.794 | 6503.129 | 6293.3507 | 6503.129 | 6293.3507 | 6503.129 | 5852.8161 | 6293.3507 | 6503.129 | 6293.3507 | 6503.129 | 8685.6 | 75918.7872 | 1.7765
7692 | Compressor |  | CA-2 | Uniform | 50.0 | [5 empty] | 50.0 | 0.75 | 0.92525 | 0.824 | 30.2351 |  | 0 | 24/7 | 24.0 | 0 | 0 | 0 | 0 | 0 | 0 | 0 | 0 | 0 | 0 | 0 | 0 | 0 | 0 | 0 | 0 | 0 | 0 | 0 | 0 | 0 | 0 | 0 | 0 | 0 | 0 | 0
7693 | Process Cooling | Raw Water | SA1-4 | Uniform | 50.0 | [5 empty] | 50.0 | 0.75 | 0.92525 | 0.824 | 30.2351 |  | 1 | All Day | 24.0 | 744 | 672 | 744 | 720 | 744 | 720 | 744 | 744 | 720 | 744 | 720 | 744 | 22494.8933 | 20317.9681 | 22494.8933 | 21769.2516 | 22494.8933 | 21769.2516 | 22494.8933 | 22494.8933 | 21769.2516 | 22494.8933 | 21769.2516 | 22494.8933 | 8760 | 264859.2272 | 1.8425
7694 | Ventilation | Typical RTUs |  | Uniform | 50.0 | [5 empty] | 50.0 | 0.75 | 0.92525 | 0.824 | 30.2351 |  | 1 | All Day | 24.0 | 744 | 672 | 744 | 720 | 744 | 720 | 744 | 744 | 720 | 744 | 720 | 744 | 22494.8933 | 20317.9681 | 22494.8933 | 21769.2516 | 22494.8933 | 21769.2516 | 22494.8933 | 22494.8933 | 21769.2516 | 22494.8933 | 21769.2516 | 22494.8933 | 8760 | 264859.2272 | 27.9879
7695 | Ventilation | Supply Fan | SF-CD-2 | Uniform | 50.0 | [5 empty] | 50.0 | 0.75 | 0.92525 | 0.824 | 30.2351 | 0.78 | 1 | All Day | 24.0 | 744 | 672 | 744 | 720 | 744 | 720 | 744 | 744 | 720 | 744 | 720 | 744 | 13685.8931 | 12361.4518 | 13685.8931 | 13244.4126 | 13685.8931 | 13244.4126 | 13685.8931 | 13685.8931 | 13244.4126 | 13685.8931 | 13244.4126 | 13685.8931 | 8760 | 161140.3539 | 2.8839
7696 | Ventilation | Supply Fan | SF-CD-6 | Uniform | 50.0 | [5 empty] | 50.0 | 0.75 | 0.92525 | 0.824 | 30.2351 | 0.78 | 1 | All Day | 24.0 | 744 | 672 | 744 | 720 | 744 | 720 | 744 | 744 | 720 | 744 | 720 | 744 | 13685.8931 | 12361.4518 | 13685.8931 | 13244.4126 | 13685.8931 | 13244.4126 | 13685.8931 | 13685.8931 | 13244.4126 | 13685.8931 | 13244.4126 | 13685.8931 | 8760 | 161140.3539 | 2.8839
7697 | Ventilation | Supply Fan | SF-CD-7 | Uniform | 50.0 | [5 empty] | 50.0 | 0.75 | 0.92525 | 0.824 | 30.2351 | 0.78 | 1 | All Day | 24.0 | 744 | 672 | 744 | 720 | 744 | 720 | 744 | 744 | 720 | 744 | 720 | 744 | 13685.8931 | 12361.4518 | 13685.8931 | 13244.4126 | 13685.8931 | 13244.4126 | 13685.8931 | 13685.8931 | 13244.4126 | 13685.8931 | 13244.4126 | 13685.8931 | 8760 | 161140.3539 | 2.8839
7698 | Ventilation | Supply Fan | SF-CD-8 | Uniform | 50.0 | [5 empty] | 50.0 | 0.75 | 0.92525 | 0.824 | 30.2351 | 0.78 | 1 | All Day | 24.0 | 744 | 672 | 744 | 720 | 744 | 720 | 744 | 744 | 720 | 744 | 720 | 744 | 13685.8931 | 12361.4518 | 13685.8931 | 13244.4126 | 13685.8931 | 13244.4126 | 13685.8931 | 13685.8931 | 13244.4126 | 13685.8931 | 13244.4126 | 13685.8931 | 8760 | 161140.3539 | 2.8839
7699 | Ventilation | Supply Fan | SF-CD-9 | Uniform | 50.0 | [5 empty] | 50.0 | 0.75 | 0.92525 | 0.824 | 30.2351 | 0.78 | 1 | All Day | 24.0 | 744 | 672 | 744 | 720 | 744 | 720 | 744 | 744 | 720 | 744 | 720 | 744 | 13685.8931 | 12361.4518 | 13685.8931 | 13244.4126 | 13685.8931 | 13244.4126 | 13685.8931 | 13685.8931 | 13244.4126 | 13685.8931 | 13244.4126 | 13685.8931 | 8760 | 161140.3539 | 2.8839
7700 | Ventilation | Return Fan | AHU R-2 | Uniform | 50.0 | [5 empty] | 50.0 | 0.75 | 0.92525 | 0.824 | 30.2351 | 0.68 | 1 | All Day | 24.0 | 744 | 672 | 744 | 720 | 744 | 720 | 744 | 744 | 720 | 744 | 720 | 744 | 10401.6386 | 9395.0285 | 10401.6386 | 10066.1019 | 10401.6386 | 10066.1019 | 10401.6386 | 10401.6386 | 10066.1019 | 10401.6386 | 10066.1019 | 10401.6386 | 8760 | 122470.9067 | 2.3186
7701 | Ventilation | Supply Fan | SF-CD-2 | Uniform | 50.0 | [5 empty] | 50.0 | 0.75 | 0.92525 | 0.824 | 30.2351 | 0.78 | 1 | All Day | 24.0 | 744 | 672 | 744 | 720 | 744 | 720 | 744 | 744 | 720 | 744 | 720 | 744 | 13685.8931 | 12361.4518 | 13685.8931 | 13244.4126 | 13685.8931 | 13244.4126 | 13685.8931 | 13685.8931 | 13244.4126 | 13685.8931 | 13244.4126 | 13685.8931 | 8760 | 161140.3539 | 2.8839
7702 | Ventilation | Supply Fan | SF-CD-6 | Uniform | 50.0 | [5 empty] | 50.0 | 0.75 | 0.92525 | 0.824 | 30.2351 | 0.78 | 1 | All Day | 24.0 | 744 | 672 | 744 | 720 | 744 | 720 | 744 | 744 | 720 | 744 | 720 | 744 | 13685.8931 | 12361.4518 | 13685.8931 | 13244.4126 | 13685.8931 | 13244.4126 | 13685.8931 | 13685.8931 | 13244.4126 | 13685.8931 | 13244.4126 | 13685.8931 | 8760 | 161140.3539 | 2.8839
7703 | Ventilation | Supply Fan | SF-CD-7 | Uniform | 50.0 | [5 empty] | 50.0 | 0.75 | 0.92525 | 0.824 | 30.2351 | 0.78 | 1 | All Day | 24.0 | 744 | 672 | 744 | 720 | 744 | 720 | 744 | 744 | 720 | 744 | 720 | 744 | 13685.8931 | 12361.4518 | 13685.8931 | 13244.4126 | 13685.8931 | 13244.4126 | 13685.8931 | 13685.8931 | 13244.4126 | 13685.8931 | 13244.4126 | 13685.8931 | 8760 | 161140.3539 | 2.8839
7704 | Ventilation | Supply Fan | SF-CD-8 | Uniform | 50.0 | [5 empty] | 50.0 | 0.75 | 0.92525 | 0.824 | 30.2351 | 0.78 | 1 | All Day | 24.0 | 744 | 672 | 744 | 720 | 744 | 720 | 744 | 744 | 720 | 744 | 720 | 744 | 13685.8931 | 12361.4518 | 13685.8931 | 13244.4126 | 13685.8931 | 13244.4126 | 13685.8931 | 13685.8931 | 13244.4126 | 13685.8931 | 13244.4126 | 13685.8931 | 8760 | 161140.3539 | 2.8839
7705 | Ventilation | Supply Fan | SF-CD-9 | Uniform | 50.0 | [5 empty] | 50.0 | 0.75 | 0.92525 | 0.824 | 30.2351 | 0.78 | 1 | All Day | 24.0 | 744 | 672 | 744 | 720 | 744 | 720 | 744 | 744 | 720 | 744 | 720 | 744 | 13685.8931 | 12361.4518 | 13685.8931 | 13244.4126 | 13685.8931 | 13244.4126 | 13685.8931 | 13685.8931 | 13244.4126 | 13685.8931 | 13244.4126 | 13685.8931 | 8760 | 161140.3539 | 2.8839
7706 | AC system | Chiller Pump | Main Chilled Water Pump | Cooling 1 | 50.0 |  | 3 |  | 460.0 |  | 50.0 | 0.75 | 0.92525 | 0.824 | 30.2351 |  | 1 | All Day | 24.0 | 0 | 0 | 0 | 72 | 297.6 | 432 | 595.2 | 595.2 | 216 | 0 | 0 | 0 | 0 | 0 | 0 | 2176.9252 | 8997.9573 | 13061.5509 | 17995.9146 | 17995.9146 | 6530.7755 | 0 | 0 | 0 | 2208 | 66759.0381 | 1.6627
7707 | Ice Plant | Stage 1 Compressor |  | Ice Plant Uniform | 50.0 | [5 empty] | 50.0 | 0.75 | 0.92525 | 0.824 | 30.2351 |  | 0.83333 | All Day | 24.0 | 620 | 560 | 620 | 600 | 620 | 300 | 620 | 620 | 600 | 620 | 600 | 620 | 18745.7444 | 16931.6401 | 18745.7444 | 18141.043 | 18745.7444 | 9070.5215 | 18745.7444 | 18745.7444 | 18141.043 | 18745.7444 | 18141.043 | 18745.7444 | 7000 | 211645.5012 | 12.1879
7708 | Ice Plant | Stage 2 Compressor |  | Ice Plant Uniform | 50.0 | [5 empty] | 50.0 | 0.75 | 0.92525 | 0.824 | 30.2351 |  | 0.83333 | All Day | 24.0 | 620 | 560 | 620 | 600 | 620 | 300 | 620 | 620 | 600 | 620 | 600 | 620 | 18745.7444 | 16931.6401 | 18745.7444 | 18141.043 | 18745.7444 | 9070.5215 | 18745.7444 | 18745.7444 | 18141.043 | 18745.7444 | 18141.043 | 18745.7444 | 7000 | 211645.5012 | 12.1879
7709 | Ice Plant | Stage 3 Compressor |  | Ice Plant Uniform | 50.0 | [5 empty] | 50.0 | 0.75 | 0.92525 | 0.824 | 30.2351 |  | 0.83333 | All Day | 24.0 | 620 | 560 | 620 | 600 | 620 | 300 | 620 | 620 | 600 | 620 | 600 | 620 | 18745.7444 | 16931.6401 | 18745.7444 | 18141.043 | 18745.7444 | 9070.5215 | 18745.7444 | 18745.7444 | 18141.043 | 18745.7444 | 18141.043 | 18745.7444 | 7000 | 211645.5012 | 12.1879
7710 | Pump | Pump | FP-1 | Uniform | 50.0 | [5 empty] | 50.0 | 0.75 | 0.92525 | 0.824 | 30.2351 |  | 0.1 | All Day | 24.0 | 74.4 | 67.2 | 74.4 | 72 | 74.4 | 72 | 74.4 | 74.4 | 72 | 74.4 | 72 | 74.4 | 2249.4893 | 2031.7968 | 2249.4893 | 2176.9252 | 2249.4893 | 2176.9252 | 2249.4893 | 2249.4893 | 2176.9252 | 2249.4893 | 2176.9252 | 2249.4893 | 876 | 26485.9227 | 0.50143
7711 | AC system | Compressors | ASCH-1,2,3,4,5 | Uniform | 50.0 | [5 empty] | 50.0 | 0.75 | 0.92525 | 0.824 | 60.4701 |  | 0.8 | All Day | 24.0 | 595.2 | 537.6 | 595.2 | 576 | 595.2 | 576 | 595.2 | 595.2 | 576 | 595.2 | 576 | 595.2 | 35991.8292 | 32508.749 | 35991.8292 | 34830.8025 | 35991.8292 | 34830.8025 | 35991.8292 | 35991.8292 | 34830.8025 | 35991.8292 | 34830.8025 | 35991.8292 | 7008 | 423774.7636 | 2.9481
7712 | Compressor |  | CA-1 | Uniform | 50.0 | [5 empty] | 50.0 | 0.75 | 0.92525 | 0.824 | 30.2351 |  | 0.3 | 24/7 | 24.0 | 223.2 | 201.6 | 223.2 | 216 | 223.2 | 216 | 223.2 | 223.2 | 216 | 223.2 | 216 | 223.2 | 6748.468 | 6095.3904 | 6748.468 | 6530.7755 | 6748.468 | 6530.7755 | 6748.468 | 6748.468 | 6530.7755 | 6748.468 | 6530.7755 | 6748.468 | 2628 | 79457.7682 | 7.9557
7713 | Pump | Condensing Water Pump | P-6A | Cooling 1 | 50.0 | [5 empty] | 50.0 | 0.75 | 0.92525 | 0.824 | 30.2351 |  | 0.2 | All Day | 24.0 | 0 | 0 | 0 | 43.2 | 89.28 | 115.2 | 148.8 | 148.8 | 100.8 | 29.76 | 0 | 0 | 0 | 0 | 0 | 1306.1551 | 2699.3872 | 3483.0802 | 4498.9787 | 4498.9787 | 3047.6952 | 899.7957 | 0 | 0 | 675.84 | 20434.0708 | 0.47816
7714 | Pump | Condensing Water Pump | P-6B | Cooling 1 | 50.0 | [5 empty] | 50.0 | 0.75 | 0.92525 | 0.824 | 30.2351 |  | 0.2 | All Day | 24.0 | 0 | 0 | 0 | 43.2 | 89.28 | 115.2 | 148.8 | 148.8 | 100.8 | 29.76 | 0 | 0 | 0 | 0 | 0 | 1306.1551 | 2699.3872 | 3483.0802 | 4498.9787 | 4498.9787 | 3047.6952 | 899.7957 | 0 | 0 | 675.84 | 20434.0708 | 0.47816
7715 | Pump | Condensing Water Pump | P-6C | Cooling 1 | 50.0 | [5 empty] | 50.0 | 0.75 | 0.92525 | 0.824 | 30.2351 |  | 0.2 | All Day | 24.0 | 0 | 0 | 0 | 43.2 | 89.28 | 115.2 | 148.8 | 148.8 | 100.8 | 29.76 | 0 | 0 | 0 | 0 | 0 | 1306.1551 | 2699.3872 | 3483.0802 | 4498.9787 | 4498.9787 | 3047.6952 | 899.7957 | 0 | 0 | 675.84 | 20434.0708 | 0.47816
7716 | Ventilation | AC-3 Supply Fan | SF-3-1 | Uniform | 50.0 | [5 empty] | 50.0 | 0.75 | 0.92525 | 0.824 | 30.2351 |  | 1 | AC-3 | 11.142857142857100 | 345.4286 | 312 | 345.4286 | 334.2857 | 345.4286 | 334.2857 | 345.4286 | 345.4286 | 334.2857 | 345.4286 | 334.2857 | 345.4286 | 10444.0576 | 9433.3423 | 10444.0576 | 10107.1525 | 10444.0576 | 10107.1525 | 10444.0576 | 10444.0576 | 10107.1525 | 10444.0576 | 10107.1525 | 10444.0576 | 4067.1429 | 122970.3555 | 10.9236
7717 | Ventilation | AC-3 Supply Fan | SF-3-2 | Uniform | 50.0 | [5 empty] | 50.0 | 0.75 | 0.92525 | 0.824 | 30.2351 |  | 1 | AC-3 | 11.142857142857100 | 345.4286 | 312 | 345.4286 | 334.2857 | 345.4286 | 334.2857 | 345.4286 | 345.4286 | 334.2857 | 345.4286 | 334.2857 | 345.4286 | 10444.0576 | 9433.3423 | 10444.0576 | 10107.1525 | 10444.0576 | 10107.1525 | 10444.0576 | 10444.0576 | 10107.1525 | 10444.0576 | 10107.1525 | 10444.0576 | 4067.1429 | 122970.3555 | 10.9236
7718 | Ventilation | AC-3 Supply Fan | SF-3-1 | Uniform | 50.0 | [5 empty] | 50.0 | 0.75 | 0.92525 | 0.824 | 30.2351 |  | 1 | AC-3 | 11.142857142857100 | 345.4286 | 312 | 345.4286 | 334.2857 | 345.4286 | 334.2857 | 345.4286 | 345.4286 | 334.2857 | 345.4286 | 334.2857 | 345.4286 | 10444.0576 | 9433.3423 | 10444.0576 | 10107.1525 | 10444.0576 | 10107.1525 | 10444.0576 | 10444.0576 | 10107.1525 | 10444.0576 | 10107.1525 | 10444.0576 | 4067.1429 | 122970.3555 | 10.9255
7719 | Ventilation | AC-3 Supply Fan | SF-3-2 | Uniform | 50.0 | [5 empty] | 50.0 | 0.75 | 0.92525 | 0.824 | 30.2351 |  | 1 | AC-3 | 11.142857142857100 | 345.4286 | 312 | 345.4286 | 334.2857 | 345.4286 | 334.2857 | 345.4286 | 345.4286 | 334.2857 | 345.4286 | 334.2857 | 345.4286 | 10444.0576 | 9433.3423 | 10444.0576 | 10107.1525 | 10444.0576 | 10107.1525 | 10444.0576 | 10444.0576 | 10107.1525 | 10444.0576 | 10107.1525 | 10444.0576 | 4067.1429 | 122970.3555 | 10.9255
7720 | Ventilation | AC-3 Supply Fan | SF-3-1 | Uniform | 50.0 | [5 empty] | 50.0 | 0.75 | 0.92525 | 0.824 | 30.2351 |  | 1 | AC-3 | 11.142857142857100 | 345.4286 | 312 | 345.4286 | 334.2857 | 345.4286 | 334.2857 | 345.4286 | 345.4286 | 334.2857 | 345.4286 | 334.2857 | 345.4286 | 10444.0576 | 9433.3423 | 10444.0576 | 10107.1525 | 10444.0576 | 10107.1525 | 10444.0576 | 10444.0576 | 10107.1525 | 10444.0576 | 10107.1525 | 10444.0576 | 4067.1429 | 122970.3555 | 10.825
7721 | Ventilation | AC-3 Supply Fan | SF-3-2 | Uniform | 50.0 | [5 empty] | 50.0 | 0.75 | 0.92525 | 0.824 | 30.2351 |  | 1 | AC-3 | 11.142857142857100 | 345.4286 | 312 | 345.4286 | 334.2857 | 345.4286 | 334.2857 | 345.4286 | 345.4286 | 334.2857 | 345.4286 | 334.2857 | 345.4286 | 10444.0576 | 9433.3423 | 10444.0576 | 10107.1525 | 10444.0576 | 10107.1525 | 10444.0576 | 10444.0576 | 10107.1525 | 10444.0576 | 10107.1525 | 10444.0576 | 4067.1429 | 122970.3555 | 10.825
7722 | Ventilation | Supply Fan | AHU-1 | Uniform | 50.0 | [5 empty] | 50.0 | 0.75 | 0.92525 | 0.824 | 30.2351 | 0.9 | 1 | AHU-1 | 17.057142857142900 | 528.7714 | 477.6 | 528.7714 | 511.7143 | 528.7714 | 460.5429 | 475.8943 | 528.7714 | 511.7143 | 528.7714 | 511.7143 | 528.7714 | 12949.828 | 11696.6189 | 12949.828 | 12532.0916 | 12949.828 | 11278.8825 | 11654.8452 | 12949.828 | 12532.0916 | 12949.828 | 12532.0916 | 12949.828 | 6121.8086 | 149925.5896 | 16.8092
7723 | Pump | Well Pump | P2 | Pump 2 | 50.0 | [5 empty] | 50.0 | 0.75 | 0.92525 | 0.824 | 30.2351 |  | 0.24 |  | 24.0 | 133.92 | 145.152 | 124.992 | 112.32 | 107.136 | 77.76 | 53.568 | 53.568 | 69.12 | 124.992 | 172.8 | 178.56 | 4049.0808 | 4388.6811 | 3779.1421 | 3396.0032 | 3239.2646 | 2351.0792 | 1619.6323 | 1619.6323 | 2089.8481 | 3779.1421 | 5224.6204 | 5398.7744 | 1353.888 | 40934.9006 | 5.6858
7724 | AC system | Cooling Tower | CT-1 | Cooling 1 | 50.0 | [5 empty] | 50.0 | 0.75 | 0.92525 | 0.824 | 30.2351 |  | 0.25 | All Day | 24.0 | 0 | 0 | 0 | 36 | 74.4 | 72 | 167.4 | 186 | 180 | 93 | 36 | 0 | 0 | 0 | 0 | 1088.4626 | 2249.4893 | 2176.9252 | 5061.351 | 5623.7233 | 5442.3129 | 2811.8617 | 1088.4626 | 0 | 844.8 | 25542.5885 | 1.98
7725 | AC system | Cooling Tower | CT-1 | Cooling 1 | 50.0 | [5 empty] | 50.0 | 0.75 | 0.92525 | 0.824 | 30.2351 | 0.81 | 0.75 | CHW System | 8.314285714285720 | 0 | 17.46 | 19.3307 | 56.1214 | 57.9921 | 56.1214 | 193.3071 | 154.6457 | 187.0714 | 57.9921 | 18.7071 | 0 | 0 | 346.358 | 383.4678 | 1113.2937 | 1150.4035 | 1113.2937 | 3834.6783 | 3067.7427 | 3710.979 | 1150.4035 | 371.0979 | 0 | 818.7493 | 16241.7183 | 2.0004
7726 | Pump | Chilled Water Supply | P-5 | Uniform | 50.0 | [5 empty] | 50.0 | 0.75 | 0.92525 | 0.824 | 30.2351 |  | 0.5 | N | 18.428571428571400 | 285.6429 | 258 | 285.6429 | 276.4286 | 285.6429 | 276.4286 | 285.6429 | 285.6429 | 276.4286 | 285.6429 | 276.4286 | 285.6429 | 8636.4322 | 7800.6485 | 8636.4322 | 8357.8377 | 8636.4322 | 8357.8377 | 8636.4322 | 8636.4322 | 8357.8377 | 8636.4322 | 8357.8377 | 8636.4322 | 3363.2143 | 101687.0247 | 7.1062
7727 | Pump | Chilled Water Supply | P-6 | Uniform | 50.0 | [5 empty] | 50.0 | 0.75 | 0.92525 | 0.824 | 30.2351 |  | 0.5 | N | 18.428571428571400 | 285.6429 | 258 | 285.6429 | 276.4286 | 285.6429 | 276.4286 | 285.6429 | 285.6429 | 276.4286 | 285.6429 | 276.4286 | 285.6429 | 8636.4322 | 7800.6485 | 8636.4322 | 8357.8377 | 8636.4322 | 8357.8377 | 8636.4322 | 8636.4322 | 8357.8377 | 8636.4322 | 8357.8377 | 8636.4322 | 3363.2143 | 101687.0247 | 7.1062
7728 | Ventilation | Return Fan | F-5 | Ventilation | 50.0 | [5 empty] | 50.0 | 0.75 | 0.92525 | 0.824 | 30.2351 |  | 1 | All Day | 24.0 | 744 | 672 | 595.2 | 576 | 528.24 | 511.2 | 528.24 | 528.24 | 511.2 | 528.24 | 720 | 744 | 22494.8933 | 20317.9681 | 17995.9146 | 17415.4012 | 15971.3742 | 15456.1686 | 15971.3742 | 15971.3742 | 15456.1686 | 15971.3742 | 21769.2516 | 22494.8933 | 7186.56 | 217286.1562 | 7.1192
7729 | Ventilation | Return Fan | F-6 | Ventilation | 50.0 | [5 empty] | 50.0 | 0.75 | 0.92525 | 0.824 | 30.2351 |  | 1 | All Day | 24.0 | 744 | 672 | 595.2 | 576 | 528.24 | 511.2 | 528.24 | 528.24 | 511.2 | 528.24 | 720 | 744 | 22494.8933 | 20317.9681 | 17995.9146 | 17415.4012 | 15971.3742 | 15456.1686 | 15971.3742 | 15971.3742 | 15456.1686 | 15971.3742 | 21769.2516 | 22494.8933 | 7186.56 | 217286.1562 | 7.1192
7730 | AC System | Cooling Tower Fan | CT-1 | DD Cold Deck | 50.0 | [5 empty] | 50.0 | 0.75 | 0.92525 | 0.824 | 30.2351 |  | 1 | All Day | 24.0 | 148.8 | 134.4 | 223.2 | 288 | 446.4 | 576 | 669.6 | 744 | 576 | 297.6 | 144 | 148.8 | 4498.9787 | 4063.5936 | 6748.468 | 8707.7006 | 13496.936 | 17415.4012 | 20245.4039 | 22494.8933 | 17415.4012 | 8997.9573 | 4353.8503 | 4498.9787 | 4396.8 | 132937.5628 | 2.3792
7731 | AC System | Cooling Tower Fan | CT-2 | DD Cold Deck | 50.0 | [5 empty] | 50.0 | 0.75 | 0.92525 | 0.824 | 30.2351 |  | 1 | All Day | 24.0 | 148.8 | 134.4 | 223.2 | 288 | 446.4 | 576 | 669.6 | 744 | 576 | 297.6 | 144 | 148.8 | 4498.9787 | 4063.5936 | 6748.468 | 8707.7006 | 13496.936 | 17415.4012 | 20245.4039 | 22494.8933 | 17415.4012 | 8997.9573 | 4353.8503 | 4498.9787 | 4396.8 | 132937.5628 | 2.3792
7732 | AC System | Cooling Tower Fan | CT-1 | DD Cold Deck | 50.0 | [5 empty] | 50.0 | 0.75 | 0.92525 | 0.824 | 30.2351 |  | 1 | All Day | 24.0 | 148.8 | 134.4 | 223.2 | 288 | 446.4 | 576 | 669.6 | 744 | 576 | 297.6 | 144 | 148.8 | 4498.9787 | 4063.5936 | 6748.468 | 8707.7006 | 13496.936 | 17415.4012 | 20245.4039 | 22494.8933 | 17415.4012 | 8997.9573 | 4353.8503 | 4498.9787 | 4396.8 | 132937.5628 | 2.3792
7733 | AC System | Cooling Tower Fan | CT-2 | DD Cold Deck | 50.0 | [5 empty] | 50.0 | 0.75 | 0.92525 | 0.824 | 30.2351 |  | 1 | All Day | 24.0 | 148.8 | 134.4 | 223.2 | 288 | 446.4 | 576 | 669.6 | 744 | 576 | 297.6 | 144 | 148.8 | 4498.9787 | 4063.5936 | 6748.468 | 8707.7006 | 13496.936 | 17415.4012 | 20245.4039 | 22494.8933 | 17415.4012 | 8997.9573 | 4353.8503 | 4498.9787 | 4396.8 | 132937.5628 | 2.3792
7734 | Ventilation | Exhaust Fan | EF-1 | Uniform | 50.0 | [5 empty] | 50.0 | 0.75 | 0.92525 | 0.824 | 30.2351 | 0.66 | 1 | All Day | 24.0 | 744 | 672 | 744 | 720 | 744 | 720 | 744 | 669.6 | 720 | 744 | 720 | 744 | 9798.7755 | 8850.5069 | 9798.7755 | 9482.686 | 9798.7755 | 9482.686 | 9798.7755 | 8818.898 | 9482.686 | 9798.7755 | 9482.686 | 9798.7755 | 8685.6 | 114392.8018 | 2.6768
7735 | Ventilation | Exhaust Fan | EF-3 | Uniform | 50.0 | [5 empty] | 50.0 | 0.75 | 0.92525 | 0.824 | 30.2351 | 0.65 | 1 | All Day | 24.0 | 744 | 672 | 744 | 720 | 744 | 720 | 744 | 669.6 | 720 | 744 | 720 | 744 | 9504.0924 | 8584.3415 | 9504.0924 | 9197.5088 | 9504.0924 | 9197.5088 | 9504.0924 | 8553.6832 | 9197.5088 | 9504.0924 | 9197.5088 | 9504.0924 | 8685.6 | 110952.6143 | 2.5963
7736 | AC system | Cooling Tower | CT-1 | Cooling 1 | 50.0 | [5 empty] | 50.0 | 0.75 | 0.92525 | 0.824 | 30.2351 | 0.81 | 0.75 | CHW System | 8.314285714 | 0 | 17.46 | 19.3307 | 56.1214 | 57.9921 | 56.1214 | 193.3071 | 154.6457 | 187.0714 | 57.9921 | 18.7071 | 0 | 0 | 346.358 | 383.4678 | 1113.2937 | 1150.4035 | 1113.2937 | 3834.6783 | 3067.7427 | 3710.979 | 1150.4035 | 371.0979 | 0 | 818.7493 | 16241.7183 | 2.0004
7737 | Ventilation | Supply Fan | AHU-2 | Uniform | 50.0 | [5 empty] | 50.0 | 0.75 | 0.92525 | 0.824 | 30.2351 | 0.5 | 1 | AHU-2 | 17.785714285714300 | 551.3571 | 498 | 551.3571 | 533.5714 | 551.3571 | 480.2143 | 496.2214 | 551.3571 | 533.5714 | 551.3571 | 533.5714 | 551.3571 | 4167.5807 | 3764.2664 | 4167.5807 | 4033.1426 | 4167.5807 | 3629.8283 | 3750.8226 | 4167.5807 | 4033.1426 | 4167.5807 | 4033.1426 | 4167.5807 | 6383.2929 | 48249.8291 | 5.4096
7738 | Ventilation | Exhaust fan | EF-102 | Uniform | 0.125 | [5 empty] | 0.125 | 0.75 | 0.75 | 0.7 | 0.09325 |  | 0 | All Day | 24.0 | 0 | 0 | 0 | 0 | 0 | 0 | 0 | 0 | 0 | 0 | 0 | 0 | 0 | 0 | 0 | 0 | 0 | 0 | 0 | 0 | 0 | 0 | 0 | 0 | 0 | 0 | 0
7739 | Miscellaneous electricity | Refrigerator |  | Uniform | 0.125 | [5 empty] | 0.125 | 0.75 | 0.75 | 0.7 | 0.09325 |  | 0.25 | All Day | 24.0 | 186 | 168 | 186 | 180 | 186 | 180 | 186 | 186 | 180 | 186 | 180 | 186 | 17.3445 | 15.666 | 17.3445 | 16.785 | 17.3445 | 16.785 | 17.3445 | 17.3445 | 16.785 | 17.3445 | 16.785 | 17.3445 | 2190 | 204.2175 | 0.052718
7740 | Pump | Boiler Pump |  | Uniform | 0.125 | [5 empty] | 0.125 | 0.75 | 0.75 | 0.7 | 0.09325 |  | 0.5 | All Day | 24.0 | 372 | 336 | 372 | 360 | 372 | 360 | 372 | 372 | 360 | 372 | 360 | 372 | 34.689 | 31.332 | 34.689 | 33.57 | 34.689 | 33.57 | 34.689 | 34.689 | 33.57 | 34.689 | 33.57 | 34.689 | 4380 | 408.435 | 2.9316
7741 | Pump | Boiler Pump |  | Uniform | 0.125 | [5 empty] | 0.125 | 0.75 | 0.75 | 0.7 | 0.09325 |  | 0.5 | All Day | 24.0 | 372 | 336 | 372 | 360 | 372 | 360 | 372 | 372 | 360 | 372 | 360 | 372 | 34.689 | 31.332 | 34.689 | 33.57 | 34.689 | 33.57 | 34.689 | 34.689 | 33.57 | 34.689 | 33.57 | 34.689 | 4380 | 408.435 | 2.9316
7742 | Ventilation | Exhaust Fan | EF-19 | Uniform | 0.125 | [5 empty] | 0.125 | 0.75 | 0.75 | 0.7 | 0.09325 |  | 1 | All Day | 24.0 | 744 | 672 | 744 | 720 | 744 | 720 | 744 | 744 | 720 | 744 | 720 | 744 | 69.378 | 62.664 | 69.378 | 67.14 | 69.378 | 67.14 | 69.378 | 69.378 | 67.14 | 69.378 | 67.14 | 69.378 | 8760 | 816.87 | 0.23681
7743 | Ventilation | Exhaust Fan | EF-21 | Uniform | 0.125 | [5 empty] | 0.125 | 0.75 | 0.75 | 0.7 | 0.09325 |  | 1 | All Day | 24.0 | 744 | 672 | 744 | 720 | 744 | 720 | 744 | 744 | 720 | 744 | 720 | 744 | 69.378 | 62.664 | 69.378 | 67.14 | 69.378 | 67.14 | 69.378 | 69.378 | 67.14 | 69.378 | 67.14 | 69.378 | 8760 | 816.87 | 0.23681
7744 | Ventilation | Exhaust Fan | EF-22 | Uniform | 0.125 | [5 empty] | 0.125 | 0.75 | 0.75 | 0.7 | 0.09325 |  | 1 | All Day | 24.0 | 744 | 672 | 744 | 720 | 744 | 720 | 744 | 744 | 720 | 744 | 720 | 744 | 69.378 | 62.664 | 69.378 | 67.14 | 69.378 | 67.14 | 69.378 | 69.378 | 67.14 | 69.378 | 67.14 | 69.378 | 8760 | 816.87 | 0.23681
7745 | Ventilation | Exhaust Fan | EF-27 | Uniform | 0.125 | [5 empty] | 0.125 | 0.75 | 0.75 | 0.7 | 0.09325 |  | 1 | All Day | 24.0 | 744 | 672 | 744 | 720 | 744 | 720 | 744 | 744 | 720 | 744 | 720 | 744 | 69.378 | 62.664 | 69.378 | 67.14 | 69.378 | 67.14 | 69.378 | 69.378 | 67.14 | 69.378 | 67.14 | 69.378 | 8760 | 816.87 | 0.23681
7746 | Ventilation | Exhaust Fan | EF-43 | Uniform | 0.125 | [5 empty] | 0.125 | 0.75 | 0.75 | 0.7 | 0.09325 |  | 1 | All Day | 24.0 | 744 | 672 | 744 | 720 | 744 | 720 | 744 | 744 | 720 | 744 | 720 | 744 | 69.378 | 62.664 | 69.378 | 67.14 | 69.378 | 67.14 | 69.378 | 69.378 | 67.14 | 69.378 | 67.14 | 69.378 | 8760 | 816.87 | 0.23681
7747 | Ventilation | Exhaust Fan | EF-44 | Uniform | 0.125 | [5 empty] | 0.125 | 0.75 | 0.75 | 0.7 | 0.09325 |  | 1 | All Day | 24.0 | 744 | 672 | 744 | 720 | 744 | 720 | 744 | 744 | 720 | 744 | 720 | 744 | 69.378 | 62.664 | 69.378 | 67.14 | 69.378 | 67.14 | 69.378 | 69.378 | 67.14 | 69.378 | 67.14 | 69.378 | 8760 | 816.87 | 0.23681
7748 | Ventilation | Exhaust Fan | EF-45 | Uniform | 0.125 | [5 empty] | 0.125 | 0.75 | 0.75 | 0.7 | 0.09325 |  | 1 | All Day | 24.0 | 744 | 672 | 744 | 720 | 744 | 720 | 744 | 744 | 720 | 744 | 720 | 744 | 69.378 | 62.664 | 69.378 | 67.14 | 69.378 | 67.14 | 69.378 | 69.378 | 67.14 | 69.378 | 67.14 | 69.378 | 8760 | 816.87 | 0.23681
7749 | Ventilation | Exhaust Fan | F-101 | Uniform | 0.125 | [5 empty] | 0.125 | 0.75 | 0.75 | 0.7 | 0.09325 |  | 1 | All Day | 24.0 | 744 | 672 | 744 | 720 | 744 | 720 | 744 | 744 | 720 | 744 | 720 | 744 | 69.378 | 62.664 | 69.378 | 67.14 | 69.378 | 67.14 | 69.378 | 69.378 | 67.14 | 69.378 | 67.14 | 69.378 | 8760 | 816.87 | 0.30518
7750 | Ventilation | Exhaust Fan | F-102 | Uniform | 0.125 | [5 empty] | 0.125 | 0.75 | 0.75 | 0.7 | 0.09325 |  | 1 | All Day | 24.0 | 744 | 672 | 744 | 720 | 744 | 720 | 744 | 744 | 720 | 744 | 720 | 744 | 69.378 | 62.664 | 69.378 | 67.14 | 69.378 | 67.14 | 69.378 | 69.378 | 67.14 | 69.378 | 67.14 | 69.378 | 8760 | 816.87 | 0.30518
7751 | Ventilation | Exhaust Fan | F-103 | Uniform | 0.125 | [5 empty] | 0.125 | 0.75 | 0.75 | 0.7 | 0.09325 |  | 1 | All Day | 24.0 | 744 | 672 | 744 | 720 | 744 | 720 | 744 | 744 | 720 | 744 | 720 | 744 | 69.378 | 62.664 | 69.378 | 67.14 | 69.378 | 67.14 | 69.378 | 69.378 | 67.14 | 69.378 | 67.14 | 69.378 | 8760 | 816.87 | 0.30518
7752 | Ventilation | Exhaust Fan |  | Uniform | 0.125 | [5 empty] | 0.125 | 0.75 | 0.75 | 0.7 | 0.09325 |  | 1 | All Day | 24.0 | 744 | 672 | 744 | 720 | 744 | 720 | 744 | 744 | 720 | 744 | 720 | 744 | 69.378 | 62.664 | 69.378 | 67.14 | 69.378 | 67.14 | 69.378 | 69.378 | 67.14 | 69.378 | 67.14 | 69.378 | 8760 | 816.87 | 0.30518
7753 | Pump | Recirc Pump |  | Uniform | 0.125 | [5 empty] | 0.125 | 0.75 | 0.75 | 0.7 | 0.09325 |  | 1 | All Day | 24.0 | 744 | 672 | 744 | 720 | 744 | 720 | 744 | 744 | 720 | 744 | 720 | 744 | 69.378 | 62.664 | 69.378 | 67.14 | 69.378 | 67.14 | 69.378 | 69.378 | 67.14 | 69.378 | 67.14 | 69.378 | 8760 | 816.87 | 7.332
7754 | Pump | Pump 4 - DHW Recirc |  | Uniform | 0.125 | [5 empty] | 0.125 | 0.75 | 0.75 | 0.7 | 0.09325 |  | 1 | All Day | 24.0 | 744 | 672 | 744 | 720 | 744 | 720 | 744 | 744 | 720 | 744 | 720 | 744 | 69.378 | 62.664 | 69.378 | 67.14 | 69.378 | 67.14 | 69.378 | 69.378 | 67.14 | 69.378 | 67.14 | 69.378 | 8760 | 816.87 | 1.0528
7755 | Pump | Pump 4 - DHW Recirc |  | Uniform | 0.125 | [5 empty] | 0.125 | 0.75 | 0.75 | 0.7 | 0.09325 |  | 1 | All Day | 24.0 | 744 | 672 | 744 | 720 | 744 | 720 | 744 | 744 | 720 | 744 | 720 | 744 | 69.378 | 62.664 | 69.378 | 67.14 | 69.378 | 67.14 | 69.378 | 69.378 | 67.14 | 69.378 | 67.14 | 69.378 | 8760 | 816.87 | 1.0528
7756 | Ventilation | Exhaust Fan |  | Uniform | 0.125 | [5 empty] | 0.125 | 0.75 | 0.75 | 0.7 | 0.09325 |  | 1 | All Day | 24.0 | 744 | 672 | 744 | 720 | 744 | 720 | 744 | 744 | 720 | 744 | 720 | 744 | 69.378 | 62.664 | 69.378 | 67.14 | 69.378 | 67.14 | 69.378 | 69.378 | 67.14 | 69.378 | 67.14 | 69.378 | 8760 | 816.87 | 0.26673
7757 | Ventilation | Exhaust Fan |  | Uniform | 0.125 | [5 empty] | 0.125 | 0.75 | 0.75 | 0.7 | 0.09325 |  | 1 | All Day | 24.0 | 744 | 672 | 744 | 720 | 744 | 720 | 744 | 744 | 720 | 744 | 720 | 744 | 69.378 | 62.664 | 69.378 | 67.14 | 69.378 | 67.14 | 69.378 | 69.378 | 67.14 | 69.378 | 67.14 | 69.378 | 8760 | 816.87 | 0.26673
7758 | Ventilation | Exhaust Fan | EF-7 | Uniform | 0.125 | [5 empty] | 0.125 | 0.75 | 0.75 | 0.7 | 0.09325 |  | 1 | All Day | 24.0 | 744 | 672 | 744 | 720 | 744 | 720 | 744 | 744 | 720 | 744 | 720 | 744 | 69.378 | 62.664 | 69.378 | 67.14 | 69.378 | 67.14 | 69.378 | 69.378 | 67.14 | 69.378 | 67.14 | 69.378 | 8760 | 816.87 | 0.73633
7759 | Ventilation | Exhaust Fan | EF-8 | Uniform | 0.125 | [5 empty] | 0.125 | 0.75 | 0.75 | 0.7 | 0.09325 |  | 1 | All Day | 24.0 | 744 | 672 | 744 | 720 | 744 | 720 | 744 | 744 | 720 | 744 | 720 | 744 | 69.378 | 62.664 | 69.378 | 67.14 | 69.378 | 67.14 | 69.378 | 69.378 | 67.14 | 69.378 | 67.14 | 69.378 | 8760 | 816.87 | 0.73633
7760 | Ventilation | Corridor Exhaust |  | Uniform | 0.125 | [5 empty] | 0.125 | 0.75 | 0.75 | 0.7 | 0.09325 |  | 1 | All Day | 24.0 | 744 | 672 | 744 | 720 | 744 | 720 | 744 | 744 | 720 | 744 | 720 | 744 | 69.378 | 62.664 | 69.378 | 67.14 | 69.378 | 67.14 | 69.378 | 69.378 | 67.14 | 69.378 | 67.14 | 69.378 | 8760 | 816.87 | 5.8633
7761 | Ventilation | Electrical Room Exhaust |  | Uniform | 0.125 | [5 empty] | 0.125 | 0.75 | 0.75 | 0.7 | 0.09325 |  | 1 | All Day | 24.0 | 744 | 672 | 744 | 720 | 744 | 720 | 744 | 744 | 720 | 744 | 720 | 744 | 69.378 | 62.664 | 69.378 | 67.14 | 69.378 | 67.14 | 69.378 | 69.378 | 67.14 | 69.378 | 67.14 | 69.378 | 8760 | 816.87 | 5.8633
7762 | Ventilation | Boiler Room Exhaust |  | Uniform | 0.125 | [5 empty] | 0.125 | 0.75 | 0.75 | 0.7 | 0.09325 |  | 1 | All Day | 24.0 | 744 | 672 | 744 | 720 | 744 | 720 | 744 | 744 | 720 | 744 | 720 | 744 | 69.378 | 62.664 | 69.378 | 67.14 | 69.378 | 67.14 | 69.378 | 69.378 | 67.14 | 69.378 | 67.14 | 69.378 | 8760 | 816.87 | 5.8633
7763 | Pump | Recirc Pump |  | Uniform | 0.125 | [5 empty] | 0.125 | 0.75 | 0.75 | 0.7 | 0.09325 |  | 1 | All Day | 24.0 | 744 | 672 | 744 | 720 | 744 | 720 | 744 | 744 | 720 | 744 | 720 | 744 | 69.378 | 62.664 | 69.378 | 67.14 | 69.378 | 67.14 | 69.378 | 69.378 | 67.14 | 69.378 | 67.14 | 69.378 | 8760 | 816.87 | 5.8633
7764 | Ventilation | Exhaust Fan | EXF-03 | Uniform | 0.125 | [5 empty] | 0.125 | 0.75 | 0.75 | 0.7 | 0.09325 |  | 1 | All Day | 24.0 | 744 | 672 | 744 | 720 | 744 | 720 | 744 | 744 | 720 | 744 | 720 | 744 | 69.378 | 62.664 | 69.378 | 67.14 | 69.378 | 67.14 | 69.378 | 69.378 | 67.14 | 69.378 | 67.14 | 69.378 | 8760 | 816.87 | 0.13586
7765 | Ventilation | Exhaust Fan | EF-1 | Uniform | 0.125 | [5 empty] | 0.125 | 0.75 | 0.75 | 0.7 | 0.09325 |  | 1 | All Day | 24.0 | 744 | 672 | 744 | 720 | 744 | 720 | 744 | 744 | 720 | 744 | 720 | 744 | 69.378 | 62.664 | 69.378 | 67.14 | 69.378 | 67.14 | 69.378 | 69.378 | 67.14 | 69.378 | 67.14 | 69.378 | 8760 | 816.87 | 1.1278
7766 | Ventilation | Exhaust Fan | EF-3 | Uniform | 0.125 | [5 empty] | 0.125 | 0.75 | 0.75 | 0.7 | 0.09325 |  | 1 | All Day | 24.0 | 744 | 672 | 744 | 720 | 744 | 720 | 744 | 744 | 720 | 744 | 720 | 744 | 69.378 | 62.664 | 69.378 | 67.14 | 69.378 | 67.14 | 69.378 | 69.378 | 67.14 | 69.378 | 67.14 | 69.378 | 8760 | 816.87 | 1.1278
7767 | Ventilation | Exhaust Fan | EF-4 | Uniform | 0.125 | [5 empty] | 0.125 | 0.75 | 0.75 | 0.7 | 0.09325 |  | 1 | All Day | 24.0 | 744 | 672 | 744 | 720 | 744 | 720 | 744 | 744 | 720 | 744 | 720 | 744 | 69.378 | 62.664 | 69.378 | 67.14 | 69.378 | 67.14 | 69.378 | 69.378 | 67.14 | 69.378 | 67.14 | 69.378 | 8760 | 816.87 | 1.1278
7768 | Ventilation | Exhaust Fan | EF-5 | Uniform | 0.125 | [5 empty] | 0.125 | 0.75 | 0.75 | 0.7 | 0.09325 |  | 1 | All Day | 24.0 | 744 | 672 | 744 | 720 | 744 | 720 | 744 | 744 | 720 | 744 | 720 | 744 | 69.378 | 62.664 | 69.378 | 67.14 | 69.378 | 67.14 | 69.378 | 69.378 | 67.14 | 69.378 | 67.14 | 69.378 | 8760 | 816.87 | 1.1278
7769 | Pump | DHW Recirc Pump | RP-1 | Uniform | 0.125 | [5 empty] | 0.125 | 0.75 | 0.75 | 0.7 | 0.09325 |  | 1 | All Day | 24.0 | 744 | 672 | 744 | 720 | 744 | 720 | 744 | 744 | 720 | 744 | 720 | 744 | 69.378 | 62.664 | 69.378 | 67.14 | 69.378 | 67.14 | 69.378 | 69.378 | 67.14 | 69.378 | 67.14 | 69.378 | 8760 | 816.87 | 1.0143
7770 | Ventilation | Exhaust fan | EF-103 | Uniform | 0.125 | [5 empty] | 0.125 | 0.75 | 0.75 | 0.7 | 0.09325 |  | 1 | All Day | 24.0 | 744 | 672 | 744 | 720 | 744 | 720 | 744 | 744 | 720 | 744 | 720 | 744 | 69.378 | 62.664 | 69.378 | 67.14 | 69.378 | 67.14 | 69.378 | 69.378 | 67.14 | 69.378 | 67.14 | 69.378 | 8760 | 816.87 | 0.38344
7771 | Ventilation | Exhaust fan | EF-104 | Uniform | 0.125 | [5 empty] | 0.125 | 0.75 | 0.75 | 0.7 | 0.09325 |  | 1 | All Day | 24.0 | 744 | 672 | 744 | 720 | 744 | 720 | 744 | 744 | 720 | 744 | 720 | 744 | 69.378 | 62.664 | 69.378 | 67.14 | 69.378 | 67.14 | 69.378 | 69.378 | 67.14 | 69.378 | 67.14 | 69.378 | 8760 | 816.87 | 0.38344
7772 | Ventilation | Exhaust fan | EF-105 | Uniform | 0.125 | [5 empty] | 0.125 | 0.75 | 0.75 | 0.7 | 0.09325 |  | 1 | All Day | 24.0 | 744 | 672 | 744 | 720 | 744 | 720 | 744 | 744 | 720 | 744 | 720 | 744 | 69.378 | 62.664 | 69.378 | 67.14 | 69.378 | 67.14 | 69.378 | 69.378 | 67.14 | 69.378 | 67.14 | 69.378 | 8760 | 816.87 | 0.38344
7773 | Ventilation | Exhaust fan | EF-106 | Uniform | 0.125 | [5 empty] | 0.125 | 0.75 | 0.75 | 0.7 | 0.09325 |  | 1 | All Day | 24.0 | 744 | 672 | 744 | 720 | 744 | 720 | 744 | 744 | 720 | 744 | 720 | 744 | 69.378 | 62.664 | 69.378 | 67.14 | 69.378 | 67.14 | 69.378 | 69.378 | 67.14 | 69.378 | 67.14 | 69.378 | 8760 | 816.87 | 0.38344
7774 | Ventilation | Exhaust fan | EF-107 | Uniform | 0.125 | [5 empty] | 0.125 | 0.75 | 0.75 | 0.7 | 0.09325 |  | 1 | All Day | 24.0 | 744 | 672 | 744 | 720 | 744 | 720 | 744 | 744 | 720 | 744 | 720 | 744 | 69.378 | 62.664 | 69.378 | 67.14 | 69.378 | 67.14 | 69.378 | 69.378 | 67.14 | 69.378 | 67.14 | 69.378 | 8760 | 816.87 | 0.38344
7775 | Ventilation | Exhaust fan | EF-108 | Uniform | 0.125 | [5 empty] | 0.125 | 0.75 | 0.75 | 0.7 | 0.09325 |  | 1 | All Day | 24.0 | 744 | 672 | 744 | 720 | 744 | 720 | 744 | 744 | 720 | 744 | 720 | 744 | 69.378 | 62.664 | 69.378 | 67.14 | 69.378 | 67.14 | 69.378 | 69.378 | 67.14 | 69.378 | 67.14 | 69.378 | 8760 | 816.87 | 0.38344
7776 | Ventilation | Exhaust fan | EF-109 | Uniform | 0.125 | [5 empty] | 0.125 | 0.75 | 0.75 | 0.7 | 0.09325 |  | 1 | All Day | 24.0 | 744 | 672 | 744 | 720 | 744 | 720 | 744 | 744 | 720 | 744 | 720 | 744 | 69.378 | 62.664 | 69.378 | 67.14 | 69.378 | 67.14 | 69.378 | 69.378 | 67.14 | 69.378 | 67.14 | 69.378 | 8760 | 816.87 | 0.38344
7777 | Ventilation | Fan Terminal Unit | FTU-1 | Uniform | 0.125 | [5 empty] | 0.125 | 0.75 | 0.75 | 0.7 | 0.09325 |  | 1 | 24.0 | 24.0 | 744 | 672 | 744 | 720 | 744 | 720 | 744 | 744 | 720 | 744 | 720 | 744 | 69.378 | 62.664 | 69.378 | 67.14 | 69.378 | 67.14 | 69.378 | 69.378 | 67.14 | 69.378 | 67.14 | 69.378 | 8760 | 816.87 | 0.23877
7778 | Pump | Pump 4 - DHW Recirc |  | Uniform | 0.125 | [5 empty] | 0.125 | 0.75 | 0.75 | 0.7 | 0.09325 |  | 1 | All Day | 24.0 | 744 | 672 | 744 | 720 | 744 | 720 | 744 | 744 | 720 | 744 | 720 | 744 | 69.378 | 62.664 | 69.378 | 67.14 | 69.378 | 67.14 | 69.378 | 69.378 | 67.14 | 69.378 | 67.14 | 69.378 | 8760 | 816.87 | 1.0528
7779 | Pump | Pump 4 - DHW Recirc |  | Uniform | 0.125 | [5 empty] | 0.125 | 0.75 | 0.75 | 0.7 | 0.09325 |  | 1 | All Day | 24.0 | 744 | 672 | 744 | 720 | 744 | 720 | 744 | 744 | 720 | 744 | 720 | 744 | 69.378 | 62.664 | 69.378 | 67.14 | 69.378 | 67.14 | 69.378 | 69.378 | 67.14 | 69.378 | 67.14 | 69.378 | 8760 | 816.87 | 1.0528
7780 | Pump | DHW Pump |  | Uniform | 0.125 | [5 empty] | 0.125 | 0.75 | 0.75 | 0.7 | 0.09325 |  | 1 | All Day | 24.0 | 744 | 672 | 744 | 720 | 744 | 720 | 744 | 744 | 720 | 744 | 720 | 744 | 69.378 | 62.664 | 69.378 | 67.14 | 69.378 | 67.14 | 69.378 | 69.378 | 67.14 | 69.378 | 67.14 | 69.378 | 8760 | 816.87 | 0.14923
7781 | Ventilation | Exhaust Fan | EF-24 | Uniform | 0.125 | [5 empty] | 0.125 | 0.75 | 0.75 | 0.7 | 0.09325 |  | 1 | All Day | 24.0 | 744 | 672 | 744 | 720 | 744 | 720 | 744 | 744 | 720 | 744 | 720 | 744 | 69.378 | 62.664 | 69.378 | 67.14 | 69.378 | 67.14 | 69.378 | 69.378 | 67.14 | 69.378 | 67.14 | 69.378 | 8760 | 816.87 | 0.032416
7782 | Ventilation | Exhaust Fan | EF-27 | Uniform | 0.125 | [5 empty] | 0.125 | 0.75 | 0.75 | 0.7 | 0.09325 |  | 1 | All Day | 24.0 | 744 | 672 | 744 | 720 | 744 | 720 | 744 | 744 | 720 | 744 | 720 | 744 | 69.378 | 62.664 | 69.378 | 67.14 | 69.378 | 67.14 | 69.378 | 69.378 | 67.14 | 69.378 | 67.14 | 69.378 | 8760 | 816.87 | 0.032416
7783 | Ventilation | Exhaust Fan | EF-20 | Uniform | 0.125 | [5 empty] | 0.125 | 0.75 | 0.75 | 0.7 | 0.09325 |  | 1 | All Day | 24.0 | 744 | 672 | 744 | 720 | 744 | 720 | 744 | 744 | 720 | 744 | 720 | 744 | 69.378 | 62.664 | 69.378 | 67.14 | 69.378 | 67.14 | 69.378 | 69.378 | 67.14 | 69.378 | 67.14 | 69.378 | 8760 | 816.87 | 0.032416
7784 | Ventilation | Exhaust Fan | EF-43 | Uniform | 0.125 | [5 empty] | 0.125 | 0.75 | 0.75 | 0.7 | 0.09325 |  | 1 | All Day | 24.0 | 744 | 672 | 744 | 720 | 744 | 720 | 744 | 744 | 720 | 744 | 720 | 744 | 69.378 | 62.664 | 69.378 | 67.14 | 69.378 | 67.14 | 69.378 | 69.378 | 67.14 | 69.378 | 67.14 | 69.378 | 8760 | 816.87 | 0.032416
7785 | Ventilation | 2nd Floor Return Fan | RF-4 | Uniform | 0.125 | [5 empty] | 0.125 | 0.75 | 0.75 | 0.7 | 0.09325 |  | 1 | AC-4 | 17.0 | 527 | 476 | 527 | 510 | 527 | 510 | 527 | 527 | 510 | 527 | 510 | 527 | 49.1427 | 44.387 | 49.1427 | 47.5575 | 49.1427 | 47.5575 | 49.1427 | 49.1427 | 47.5575 | 49.1427 | 47.5575 | 49.1427 | 6205 | 578.6163 | 0.051408
7786 | Ventilation | Exhaust Fan | EF-44 | Uniform | 0.125 | [5 empty] | 0.125 | 0.75 | 0.75 | 0.7 | 0.09325 |  | 1 | 8h - 19h | 11.0 | 341 | 308 | 341 | 330 | 341 | 330 | 341 | 341 | 330 | 341 | 330 | 341 | 31.7982 | 28.721 | 31.7982 | 30.7725 | 31.7982 | 30.7725 | 31.7982 | 31.7982 | 30.7725 | 31.7982 | 30.7725 | 31.7982 | 4015 | 374.3988 | 0.014858
7787 | Ventilation | Electrical Room Exhaust |  | Uniform | 0.125 | [5 empty] | 0.125 | 0.75 | 0.75 | 0.7 | 0.09325 |  | 0.1 | All Day | 24.0 | 74.4 | 67.2 | 74.4 | 72 | 74.4 | 72 | 74.4 | 74.4 | 72 | 74.4 | 72 | 74.4 | 6.9378 | 6.2664 | 6.9378 | 6.714 | 6.9378 | 6.714 | 6.9378 | 6.9378 | 6.714 | 6.9378 | 6.714 | 6.9378 | 876 | 81.687 | 0.41739
7788 | Ventilation | Mechanical Room Exhaust |  | Uniform | 0.125 | [5 empty] | 0.125 | 0.75 | 0.75 | 0.7 | 0.09325 |  | 0.1 | All Day | 24.0 | 74.4 | 67.2 | 74.4 | 72 | 74.4 | 72 | 74.4 | 74.4 | 72 | 74.4 | 72 | 74.4 | 6.9378 | 6.2664 | 6.9378 | 6.714 | 6.9378 | 6.714 | 6.9378 | 6.9378 | 6.714 | 6.9378 | 6.714 | 6.9378 | 876 | 81.687 | 0.41739
7789 | Ventilation | Exhaust Fan | EF-1 | Uniform | 0.125 | [5 empty] | 0.125 | 0.75 | 0.75 | 0.7 | 0.09325 |  | 0.2 | All Day | 24.0 | 148.8 | 134.4 | 148.8 | 144 | 148.8 | 144 | 148.8 | 148.8 | 144 | 148.8 | 144 | 148.8 | 13.8756 | 12.5328 | 13.8756 | 13.428 | 13.8756 | 13.428 | 13.8756 | 13.8756 | 13.428 | 13.8756 | 13.428 | 13.8756 | 1752 | 163.374 | 0.015143
7790 | Ventilation | Exhaust fan | EF-101 | Uniform | 0.125 | [5 empty] | 0.125 | 0.75 | 0.75 | 0.7 | 0.09325 |  | 0.2 | All Day | 24.0 | 148.8 | 134.4 | 148.8 | 144 | 148.8 | 144 | 148.8 | 148.8 | 144 | 148.8 | 144 | 148.8 | 13.8756 | 12.5328 | 13.8756 | 13.428 | 13.8756 | 13.428 | 13.8756 | 13.8756 | 13.428 | 13.8756 | 13.428 | 13.8756 | 1752 | 163.374 | 0.076687
7791 | Ventilation | Exhaust Fan | FNE065-VTC | Uniform | 0.125 | [5 empty] | 0.125 | 0.75 | 0.75 | 0.7 | 0.09325 |  | 1 | Bay Hours | 16.0 | 496 | 448 | 496 | 480 | 496 | 480 | 496 | 496 | 480 | 496 | 480 | 496 | 46.252 | 41.776 | 46.252 | 44.76 | 46.252 | 44.76 | 46.252 | 46.252 | 44.76 | 46.252 | 44.76 | 46.252 | 5840 | 544.58 | 0.030476
7792 | Ventilation | Exhaust Fan | FNE066-VTC | Uniform | 0.125 | [5 empty] | 0.125 | 0.75 | 0.75 | 0.7 | 0.09325 |  | 1 | Bay Hours | 16.0 | 496 | 448 | 496 | 480 | 496 | 480 | 496 | 496 | 480 | 496 | 480 | 496 | 46.252 | 41.776 | 46.252 | 44.76 | 46.252 | 44.76 | 46.252 | 46.252 | 44.76 | 46.252 | 44.76 | 46.252 | 5840 | 544.58 | 0.030476
7793 | AC system | Condensing Unit - Fan | PLN M5.7 | Cooling 3 | 0.125 |  | 1 |  | 208.0 |  | 0.125 | 0.75 | 0.75 | 0.67 | 0.09325 |  | 0.1 | All Day | 24.0 | 10.4902 | 9.4805 | 10.7263 | 21.8785 | 49.5577 | 69.4018 | 81.84 | 74.3206 | 36.2335 | 20.6097 | 12.0635 | 10.5357 | 0.97821 | 0.88406 | 1.0002 | 2.0402 | 4.6213 | 6.4717 | 7.6316 | 6.9304 | 3.3788 | 1.9219 | 1.1249 | 0.98245 | 407.138 | 37.9656 | 0.0043963
7794 | Electric heating | Force Flow Heater Fan |  | Heating 1 | 0.125 | [5 empty] | 0.125 | 0.75 | 0.75 | 0.7 | 0.09325 |  | 0.4 | All Day | 24.0 | 297.6 | 268.8 | 223.2 | 201.6 | 89.28 | 28.8 | 7.44 | 7.44 | 86.4 | 148.8 | 201.6 | 238.08 | 27.7512 | 25.0656 | 20.8134 | 18.7992 | 8.3254 | 2.6856 | 0.69378 | 0.69378 | 8.0568 | 13.8756 | 18.7992 | 22.201 | 1799.04 | 167.7605 | 0.15989
7795 | Miscellaneous electricity | Unit Heater Fan |  | Heating 1 | 0.125 | [5 empty] | 0.125 | 0.75 | 0.75 | 0.7 | 0.09325 |  | 0.3 |  | 24.0 | 200.88 | 201.6 | 167.4 | 151.2 | 22.32 | 0 | 0 | 0 | 5.4 | 44.64 | 86.4 | 223.2 | 18.7321 | 18.7992 | 15.61 | 14.0994 | 2.0813 | 0 | 0 | 0 | 0.50355 | 4.1627 | 8.0568 | 20.8134 | 1103.04 | 102.8585 | 0.17492
7796 | Miscellaneous electricity | Unit Heater Fan |  | Heating 1 | 0.125 | [5 empty] | 0.125 | 0.75 | 0.75 | 0.7 | 0.09325 |  | 0.3 |  | 24.0 | 200.88 | 201.6 | 167.4 | 151.2 | 22.32 | 0 | 0 | 0 | 5.4 | 44.64 | 86.4 | 223.2 | 18.7321 | 18.7992 | 15.61 | 14.0994 | 2.0813 | 0 | 0 | 0 | 0.50355 | 4.1627 | 8.0568 | 20.8134 | 1103.04 | 102.8585 | 0.17492
7797 | Miscellaneous electricity | Unit Heater Fan |  | Heating 1 | 0.125 | [5 empty] | 0.125 | 0.75 | 0.75 | 0.7 | 0.09325 |  | 0.3 |  | 24.0 | 200.88 | 201.6 | 167.4 | 151.2 | 22.32 | 0 | 0 | 0 | 5.4 | 44.64 | 86.4 | 223.2 | 18.7321 | 18.7992 | 15.61 | 14.0994 | 2.0813 | 0 | 0 | 0 | 0.50355 | 4.1627 | 8.0568 | 20.8134 | 1103.04 | 102.8585 | 0.17492
7798 | Miscellaneous electricity | Unit Heater Fan |  | Heating 1 | 0.125 | [5 empty] | 0.125 | 0.75 | 0.75 | 0.7 | 0.09325 |  | 0.3 |  | 24.0 | 200.88 | 201.6 | 167.4 | 151.2 | 22.32 | 0 | 0 | 0 | 5.4 | 44.64 | 86.4 | 223.2 | 18.7321 | 18.7992 | 15.61 | 14.0994 | 2.0813 | 0 | 0 | 0 | 0.50355 | 4.1627 | 8.0568 | 20.8134 | 1103.04 | 102.8585 | 0.17492
7799 | Miscellaneous electricity | Force Flow Fan |  | Heating 1 | 0.125 | [5 empty] | 0.125 | 0.75 | 0.75 | 0.7 | 0.09325 |  | 0.3 |  | 24.0 | 200.88 | 201.6 | 167.4 | 151.2 | 22.32 | 0 | 0 | 0 | 5.4 | 44.64 | 86.4 | 223.2 | 18.7321 | 18.7992 | 15.61 | 14.0994 | 2.0813 | 0 | 0 | 0 | 0.50355 | 4.1627 | 8.0568 | 20.8134 | 1103.04 | 102.8585 | 0.17492
7800 | Ventilation | Exhaust Fan |  | Cooling 1 | 0.125 | [5 empty] | 0.125 | 0.75 | 0.75 | 0.7 | 0.09325 |  | 1 | All Day | 24.0 | 0 | 0 | 0 | 36 | 372 | 720 | 744 | 744 | 360 | 37.2 | 0 | 0 | 0 | 0 | 0 | 3.357 | 34.689 | 67.14 | 69.378 | 69.378 | 33.57 | 3.4689 | 0 | 0 | 3013.2 | 280.9809 | 0.091749
7801 | Ventilation | Basment Elev Mech Room Exhaust Fan | EF-3 | Uniform | 0.125 | [5 empty] | 0.125 | 0.75 | 0.75 | 0.7 | 0.09325 |  | 1 | Occupied | 18.357142857142900 | 569.0714 | 514 | 569.0714 | 550.7143 | 569.0714 | 550.7143 | 569.0714 | 569.0714 | 550.7143 | 569.0714 | 550.7143 | 569.0714 | 53.0659 | 47.9305 | 53.0659 | 51.3541 | 53.0659 | 51.3541 | 53.0659 | 53.0659 | 51.3541 | 53.0659 | 51.3541 | 53.0659 | 6700.3571 | 624.8083 | 0.055512
7802 | AC system | Condenser Fan | AC-5 | Cooling 1 | 0.125 | [5 empty] | 0.125 | 0.75 | 0.75 | 0.7 | 0.09325 |  | 0.3 | MUA | 15.428571428571400 | 0 | 0 | 0 | 83.3143 | 100.44 | 138.8571 | 57.3943 | 43.0457 | 41.6571 | 0 | 0 | 0 | 0 | 0 | 0 | 7.7691 | 9.366 | 12.9484 | 5.352 | 4.014 | 3.8845 | 0 | 0 | 0 | 464.7086 | 43.3341 | 0.010147
7803 | Pump | Boiler Pump |  | Heating 1 | 0.125 | [5 empty] | 0.125 | 0.75 | 0.75 | 0.7 | 0.09325 |  | 0.1 | All Day | 24.0 | 55.8 | 50.4 | 59.52 | 46.8 | 22.32 | 18 | 0 | 0 | 7.2 | 40.92 | 57.6 | 74.4 | 5.2034 | 4.6998 | 5.5502 | 4.3641 | 2.0813 | 1.6785 | 0 | 0 | 0.6714 | 3.8158 | 5.3712 | 6.9378 | 432.96 | 40.3735 | 0.048049
7804 | Unit Heater | Unit Heater Fan |  | Heating 1 | 0.125 | [5 empty] | 0.125 | 0.75 | 0.75 | 0.7 | 0.09325 |  | 0.5 | All Day | 24.0 | 334.8 | 336 | 316.2 | 288 | 111.6 | 90 | 74.4 | 0 | 36 | 37.2 | 162 | 223.2 | 31.2201 | 31.332 | 29.4856 | 26.856 | 10.4067 | 8.3925 | 6.9378 | 0 | 3.357 | 3.4689 | 15.1065 | 20.8134 | 2009.4 | 187.3766 | 0.43651
7805 | Unit Heater | Unit Heater Fan | EH-1 | Heating 1 | 0.125 | [5 empty] | 0.125 | 0.75 | 0.75 | 0.7 | 0.09325 |  | 0.5 | All Day | 24.0 | 334.8 | 336 | 316.2 | 288 | 111.6 | 90 | 74.4 | 0 | 36 | 37.2 | 162 | 223.2 | 31.2201 | 31.332 | 29.4856 | 26.856 | 10.4067 | 8.3925 | 6.9378 | 0 | 3.357 | 3.4689 | 15.1065 | 20.8134 | 2009.4 | 187.3766 | 0.43651
7806 | Unit Heater | Unit Heater Fan | EH-4 | Heating 1 | 0.125 | [5 empty] | 0.125 | 0.75 | 0.75 | 0.7 | 0.09325 |  | 0.5 | All Day | 24.0 | 334.8 | 336 | 316.2 | 288 | 111.6 | 90 | 74.4 | 0 | 36 | 37.2 | 162 | 223.2 | 31.2201 | 31.332 | 29.4856 | 26.856 | 10.4067 | 8.3925 | 6.9378 | 0 | 3.357 | 3.4689 | 15.1065 | 20.8134 | 2009.4 | 187.3766 | 0.43651
7807 | Electric heating | HW Force Flow Fan |  | Heating 1 | 0.125 | [5 empty] | 0.125 | 0.75 | 0.75 | 0.7 | 0.09325 |  | 0.25 | All Day | 24.0 | 186 | 134.4 | 111.6 | 90 | 74.4 | 36 | 0 | 0 | 4.5 | 55.8 | 108 | 186 | 17.3445 | 12.5328 | 10.4067 | 8.3925 | 6.9378 | 3.357 | 0 | 0 | 0.41963 | 5.2034 | 10.071 | 17.3445 | 986.7 | 92.0098 | 0.034374
7808 | Heat pump | Blower for HP Air to Water | HP-19 | Heat Pump | 0.125 | [5 empty] | 0.125 | 0.75 | 0.75 | 0.7 | 0.09325 |  | 0.4 | All Day | 24.0 | 193.44 | 215.04 | 178.56 | 172.8 | 193.44 | 230.4 | 267.84 | 297.6 | 230.4 | 163.68 | 158.4 | 208.32 | 18.0383 | 20.0525 | 16.6507 | 16.1136 | 18.0383 | 21.4848 | 24.9761 | 27.7512 | 21.4848 | 15.2632 | 14.7708 | 19.4258 | 2509.92 | 234.05 | 0.004431
7809 | Heat pump | Blower for HP Air to Water | HP-20 | Heat Pump | 0.125 | [5 empty] | 0.125 | 0.75 | 0.75 | 0.7 | 0.09325 |  | 0.4 | All Day | 24.0 | 193.44 | 215.04 | 178.56 | 172.8 | 193.44 | 230.4 | 267.84 | 297.6 | 230.4 | 163.68 | 158.4 | 208.32 | 18.0383 | 20.0525 | 16.6507 | 16.1136 | 18.0383 | 21.4848 | 24.9761 | 27.7512 | 21.4848 | 15.2632 | 14.7708 | 19.4258 | 2509.92 | 234.05 | 0.004431
7810 | Heat pump | Blower for HP Air to Water | HP-21 | Heat Pump | 0.125 | [5 empty] | 0.125 | 0.75 | 0.75 | 0.7 | 0.09325 |  | 0.4 | All Day | 24.0 | 193.44 | 215.04 | 178.56 | 172.8 | 193.44 | 230.4 | 267.84 | 297.6 | 230.4 | 163.68 | 158.4 | 208.32 | 18.0383 | 20.0525 | 16.6507 | 16.1136 | 18.0383 | 21.4848 | 24.9761 | 27.7512 | 21.4848 | 15.2632 | 14.7708 | 19.4258 | 2509.92 | 234.05 | 0.004431
7811 | Heat pump | Blower for HP Air to Water | HP-22 | Heat Pump | 0.125 | [5 empty] | 0.125 | 0.75 | 0.75 | 0.7 | 0.09325 |  | 0.4 | All Day | 24.0 | 193.44 | 215.04 | 178.56 | 172.8 | 193.44 | 230.4 | 267.84 | 297.6 | 230.4 | 163.68 | 158.4 | 208.32 | 18.0383 | 20.0525 | 16.6507 | 16.1136 | 18.0383 | 21.4848 | 24.9761 | 27.7512 | 21.4848 | 15.2632 | 14.7708 | 19.4258 | 2509.92 | 234.05 | 0.004431
7812 | Heat pump | Blower for HP Air to Water | HP-23 | Heat Pump | 0.125 | [5 empty] | 0.125 | 0.75 | 0.75 | 0.7 | 0.09325 |  | 0.4 | All Day | 24.0 | 193.44 | 215.04 | 178.56 | 172.8 | 193.44 | 230.4 | 267.84 | 297.6 | 230.4 | 163.68 | 158.4 | 208.32 | 18.0383 | 20.0525 | 16.6507 | 16.1136 | 18.0383 | 21.4848 | 24.9761 | 27.7512 | 21.4848 | 15.2632 | 14.7708 | 19.4258 | 2509.92 | 234.05 | 0.004431
7813 | Heat pump | Blower for HP Air to Water | HP-24 | Heat Pump | 0.125 | [5 empty] | 0.125 | 0.75 | 0.75 | 0.7 | 0.09325 |  | 0.4 | All Day | 24.0 | 193.44 | 215.04 | 178.56 | 172.8 | 193.44 | 230.4 | 267.84 | 297.6 | 230.4 | 163.68 | 158.4 | 208.32 | 18.0383 | 20.0525 | 16.6507 | 16.1136 | 18.0383 | 21.4848 | 24.9761 | 27.7512 | 21.4848 | 15.2632 | 14.7708 | 19.4258 | 2509.92 | 234.05 | 0.004431
7814 | Heat pump | Blower for HP Air to Water | HP-31 | Heat Pump | 0.125 | [5 empty] | 0.125 | 0.75 | 0.75 | 0.7 | 0.09325 |  | 0.4 | All Day | 24.0 | 193.44 | 215.04 | 178.56 | 172.8 | 193.44 | 230.4 | 267.84 | 297.6 | 230.4 | 163.68 | 158.4 | 208.32 | 18.0383 | 20.0525 | 16.6507 | 16.1136 | 18.0383 | 21.4848 | 24.9761 | 27.7512 | 21.4848 | 15.2632 | 14.7708 | 19.4258 | 2509.92 | 234.05 | 0.004431
7815 | Heat pump | Blower for HP Air to Water | HP-33 | Heat Pump | 0.125 | [5 empty] | 0.125 | 0.75 | 0.75 | 0.7 | 0.09325 |  | 0.4 | All Day | 24.0 | 193.44 | 215.04 | 178.56 | 172.8 | 193.44 | 230.4 | 267.84 | 297.6 | 230.4 | 163.68 | 158.4 | 208.32 | 18.0383 | 20.0525 | 16.6507 | 16.1136 | 18.0383 | 21.4848 | 24.9761 | 27.7512 | 21.4848 | 15.2632 | 14.7708 | 19.4258 | 2509.92 | 234.05 | 0.004431
7816 | Ventilation | Lounge Furnace |  | Uniform | 0.125 | [5 empty] | 0.125 | 0.75 | 0.75 | 0.7 | 0.09325 |  |  |  |  | 197.904 | 153.216 | 141.36 | 54.72 | 28.272 | 0 | 0 | 14.136 | 54.72 | 113.088 | 191.52 | 282.72 | 18.4545 | 14.2874 | 13.1818 | 5.1026 | 2.6364 | 0 | 0 | 1.3182 | 5.1026 | 10.5455 | 17.8592 | 26.3636 | 1231.656 | 114.8519 | 0
7817 | Ventilation | Exhaust Fan | EF-3 | Uniform | 0.125 | [5 empty] | 0.125 | 0.75 | 0.75 | 0.7 | 0.09325 |  | 1 | Occupied | 16.523809523809500 | 512.2381 | 462.6667 | 512.2381 | 495.7143 | 512.2381 | 495.7143 | 512.2381 | 512.2381 | 495.7143 | 512.2381 | 495.7143 | 512.2381 | 47.7662 | 43.1437 | 47.7662 | 46.2254 | 47.7662 | 46.2254 | 47.7662 | 47.7662 | 46.2254 | 47.7662 | 46.2254 | 47.7662 | 6031.1905 | 562.4085 | 0.049959
7818 | Ventilation | Exhaust Fan | EF-3 | Uniform | 0.125 | [5 empty] | 0.125 | 0.75 | 0.75 | 0.7 | 0.09325 |  | 1 | Occupied | 16.523809523809500 | 512.2381 | 462.6667 | 512.2381 | 495.7143 | 512.2381 | 495.7143 | 512.2381 | 512.2381 | 495.7143 | 512.2381 | 495.7143 | 512.2381 | 47.7662 | 43.1437 | 47.7662 | 46.2254 | 47.7662 | 46.2254 | 47.7662 | 47.7662 | 46.2254 | 47.7662 | 46.2254 | 47.7662 | 6031.1905 | 562.4085 | 0.049508
7819 | Fan Coil Unit | Supply Fan | FC-305 | Fan Coil | 0.125 | [5 empty] | 0.125 | 0.75 | 0.75 | 0.7 | 0.09325 |  | 1 | All Day | 24.0 | 148.8 | 201.6 | 297.6 | 360 | 372 | 720 | 744 | 744 | 720 | 446.4 | 216 | 74.4 | 13.8756 | 18.7992 | 27.7512 | 33.57 | 34.689 | 67.14 | 69.378 | 69.378 | 67.14 | 41.6268 | 20.142 | 6.9378 | 5044.8 | 470.4276 | 0.011008
7820 | Fan Coil Unit | Supply Fan | FC-306 | Fan Coil | 0.125 | [5 empty] | 0.125 | 0.75 | 0.75 | 0.7 | 0.09325 |  | 1 | All Day | 24.0 | 148.8 | 201.6 | 297.6 | 360 | 372 | 720 | 744 | 744 | 720 | 446.4 | 216 | 74.4 | 13.8756 | 18.7992 | 27.7512 | 33.57 | 34.689 | 67.14 | 69.378 | 69.378 | 67.14 | 41.6268 | 20.142 | 6.9378 | 5044.8 | 470.4276 | 0.011008
7821 | Fan Coil Unit | Supply Fan | FC-504 | Fan Coil | 0.125 | [5 empty] | 0.125 | 0.75 | 0.75 | 0.7 | 0.09325 |  | 1 | All Day | 24.0 | 148.8 | 201.6 | 297.6 | 360 | 372 | 720 | 744 | 744 | 720 | 446.4 | 216 | 74.4 | 13.8756 | 18.7992 | 27.7512 | 33.57 | 34.689 | 67.14 | 69.378 | 69.378 | 67.14 | 41.6268 | 20.142 | 6.9378 | 5044.8 | 470.4276 | 0.011008
7822 | Fan Coil Unit | Supply Fan | FC-505 | Fan Coil | 0.125 | [5 empty] | 0.125 | 0.75 | 0.75 | 0.7 | 0.09325 |  | 1 | All Day | 24.0 | 148.8 | 201.6 | 297.6 | 360 | 372 | 720 | 744 | 744 | 720 | 446.4 | 216 | 74.4 | 13.8756 | 18.7992 | 27.7512 | 33.57 | 34.689 | 67.14 | 69.378 | 69.378 | 67.14 | 41.6268 | 20.142 | 6.9378 | 5044.8 | 470.4276 | 0.011008
7823 | Fan Coil Unit | Supply Fan | FC-506 | Fan Coil | 0.125 | [5 empty] | 0.125 | 0.75 | 0.75 | 0.7 | 0.09325 |  | 1 | All Day | 24.0 | 148.8 | 201.6 | 297.6 | 360 | 372 | 720 | 744 | 744 | 720 | 446.4 | 216 | 74.4 | 13.8756 | 18.7992 | 27.7512 | 33.57 | 34.689 | 67.14 | 69.378 | 69.378 | 67.14 | 41.6268 | 20.142 | 6.9378 | 5044.8 | 470.4276 | 0.011008
7824 | Ventilation | Fan | F-5 | Uniform | 0.125 | [5 empty] | 0.125 | 0.75 | 0.75 | 0.7 | 0.09325 |  | 1 | All Day | 24.0 | 744 | 672 | 744 | 720 | 744 | 720 | 744 | 744 | 720 | 744 | 720 | 669.6 | 69.378 | 62.664 | 69.378 | 67.14 | 69.378 | 67.14 | 69.378 | 69.378 | 67.14 | 69.378 | 67.14 | 62.4402 | 8685.6 | 809.9322 | 0.03883
7825 | Ventilation | Fan | F-6 | Uniform | 0.125 | [5 empty] | 0.125 | 0.75 | 0.75 | 0.7 | 0.09325 |  | 1 | All Day | 24.0 | 744 | 672 | 744 | 720 | 744 | 720 | 744 | 744 | 720 | 744 | 720 | 669.6 | 69.378 | 62.664 | 69.378 | 67.14 | 69.378 | 67.14 | 69.378 | 69.378 | 67.14 | 69.378 | 67.14 | 62.4402 | 8685.6 | 809.9322 | 0.03883
7826 | Ventilation | Fan | F-7 | Uniform | 0.125 | [5 empty] | 0.125 | 0.75 | 0.75 | 0.7 | 0.09325 |  | 1 | All Day | 24.0 | 744 | 672 | 744 | 720 | 744 | 720 | 744 | 744 | 720 | 744 | 720 | 669.6 | 69.378 | 62.664 | 69.378 | 67.14 | 69.378 | 67.14 | 69.378 | 69.378 | 67.14 | 69.378 | 67.14 | 62.4402 | 8685.6 | 809.9322 | 0.03883
7827 | Ventilation | Furnace Fan |  | Uniform | 0.125 | [5 empty] | 0.125 | 0.75 | 0.75 | 0.7 | 0.09325 |  |  |  |  | 133.92 | 114.912 | 100.44 | 97.2 | 60.264 | 38.88 | 33.48 | 26.784 | 38.88 | 40.176 | 51.84 | 120.528 | 12.488 | 10.7155 | 9.366 | 9.0639 | 5.6196 | 3.6256 | 3.122 | 2.4976 | 3.6256 | 3.7464 | 4.8341 | 11.2392 | 857.304 | 79.9436 | 0
7828 | Ventilation | 2nd Floor Return Fan | RF-4 | Uniform | 0.125 | [5 empty] | 0.125 | 0.75 | 0.75 | 0.7 | 0.09325 |  | 1 | AC-4 | 16.714285714285700 | 518.1429 | 468 | 518.1429 | 501.4286 | 518.1429 | 501.4286 | 518.1429 | 518.1429 | 501.4286 | 518.1429 | 501.4286 | 518.1429 | 48.3168 | 43.641 | 48.3168 | 46.7582 | 48.3168 | 46.7582 | 48.3168 | 48.3168 | 46.7582 | 48.3168 | 46.7582 | 48.3168 | 6100.7143 | 568.8916 | 0.050535
7829 | Ventilation | 2nd Floor Return Fan | RF-4 | Uniform | 0.125 | [5 empty] | 0.125 | 0.75 | 0.75 | 0.7 | 0.09325 |  | 1 | AC-4 | 16.714285714285700 | 518.1429 | 468 | 518.1429 | 501.4286 | 518.1429 | 501.4286 | 518.1429 | 518.1429 | 501.4286 | 518.1429 | 501.4286 | 518.1429 | 48.3168 | 43.641 | 48.3168 | 46.7582 | 48.3168 | 46.7582 | 48.3168 | 48.3168 | 46.7582 | 48.3168 | 46.7582 | 48.3168 | 6100.7143 | 568.8916 | 0.050079
7830 | AC system | Cooling Fan | CU-1 | Cooling 1 | 0.125 | [5 empty] | 0.125 | 0.75 | 0.75 | 0.7 | 0.09325 |  | 0.3 | Admin -RTU | 11.0 | 0 | 0 | 0 | 0 | 51.15 | 69.3 | 102.3 | 71.61 | 49.5 | 0 | 0 | 0 | 0 | 0 | 0 | 0 | 4.7697 | 6.4622 | 9.5395 | 6.6776 | 4.6159 | 0 | 0 | 0 | 343.86 | 32.0649 | 0.0039634
7831 | Electric heating | UH |  | Heating 1 |  | 2 |  |  |  |  | 2.680965147453080 | 0.75 | 0.845 | 0.702 |  |  | 1 | Occupied (Example) | 12.0 | 186 | 336 | 279 | 180 | 148.8 | 72 | 9.3 | 9.3 | 9 | 74.4 | 144 | 372 | 0 | 0 | 0 | 0 | 0 | 0 | 0 | 0 | 0 | 0 | 0 | 0 | 0 | 0 | 0
7832 | Ventilation | Supply Fan (Thermal Management Unit) | AC0014-VTC | Cooling 1 |  | 2 |  |  |  |  | 2.680965147453080 | 0.75 | 0.845 | 0.702 | 1.7751 |  | 0 | All Day | 24.0 | 0 | 0 | 0 | 0 | 0 | 0 | 0 | 0 | 0 | 0 | 0 | 0 | 0 | 0 | 0 | 0 | 0 | 0 | 0 | 0 | 0 | 0 | 0 | 0 | 0 | 0 | 0
7833 | Ventilation | Supply Fan (Thermal Management Unit) | AC0014-VTC | Cooling 1 |  | 2 |  |  |  |  | 2.680965147453080 | 0.75 | 0.845 | 0.702 | 1.7751 |  | 0 | All Day | 24.0 | 0 | 0 | 0 | 0 | 0 | 0 | 0 | 0 | 0 | 0 | 0 | 0 | 0 | 0 | 0 | 0 | 0 | 0 | 0 | 0 | 0 | 0 | 0 | 0 | 0 | 0 | 0
7834 | Electric heating | Mech Room BBs | MRBB 1 and 2 | Heating 1 |  | 2 |  |  |  |  | 2.680965147453080 | 0.75 | 0.845 | 0.702 | 1.7751 |  | 0 | All Day | 24.0 | 0 | 0 | 0 | 0 | 0 | 0 | 0 | 0 | 0 | 0 | 0 | 0 | 0 | 0 | 0 | 0 | 0 | 0 | 0 | 0 | 0 | 0 | 0 | 0 | 0 | 0 | 0
7835 | Electric heating | Force Flow Unit | FF-1 | Heating 1 |  | 2 |  |  |  |  | 2.680965147453080 | 0.75 | 0.845 | 0.702 | 1.7751 |  | 0.4 |  | 24.0 | 297.6 | 241.92 | 238.08 | 201.6 | 119.04 | 57.6 | 0 | 0 | 57.6 | 178.56 | 230.4 | 297.6 | 528.284 | 429.4438 | 422.6272 | 357.8698 | 211.3136 | 102.2485 | 0 | 0 | 102.2485 | 316.9704 | 408.9941 | 528.284 | 1920 | 3408.284 | 1.1286
7836 | Domestic hot water | Domestic Hot Water | DHW-1 | Uniform |  | 2 |  |  |  |  | 2.680965147453080 | 0.75 | 0.845 | 0.702 | 1.7751 |  | 0.5 | All Day | 24.0 | 372 | 336 | 372 | 360 | 372 | 360 | 372 | 372 | 360 | 372 | 360 | 372 | 660.355 | 596.4497 | 660.355 | 639.0533 | 660.355 | 639.0533 | 660.355 | 660.355 | 639.0533 | 660.355 | 639.0533 | 660.355 | 4380 | 7775.1479 | 0.054089
7837 | Domestic hot water | Domestic Hot Water | DHW-2 | Uniform |  | 2 |  |  |  |  | 2.680965147453080 | 0.75 | 0.845 | 0.702 | 1.7751 |  | 0.5 | All Day | 24.0 | 372 | 336 | 372 | 360 | 372 | 360 | 372 | 372 | 360 | 372 | 360 | 372 | 660.355 | 596.4497 | 660.355 | 639.0533 | 660.355 | 639.0533 | 660.355 | 660.355 | 639.0533 | 660.355 | 639.0533 | 660.355 | 4380 | 7775.1479 | 0.054089
7838 | Domestic hot water | Domestic Hot Water | DHW-3 | Uniform |  | 2 |  |  |  |  | 2.680965147453080 | 0.75 | 0.845 | 0.702 | 1.7751 |  | 0.5 | All Day | 24.0 | 372 | 336 | 372 | 360 | 372 | 360 | 372 | 372 | 360 | 372 | 360 | 372 | 660.355 | 596.4497 | 660.355 | 639.0533 | 660.355 | 639.0533 | 660.355 | 660.355 | 639.0533 | 660.355 | 639.0533 | 660.355 | 4380 | 7775.1479 | 0.054089
7839 | Domestic hot water | Domestic Hot Water | DHW-4 | Uniform |  | 2 |  |  |  |  | 2.680965147453080 | 0.75 | 0.845 | 0.702 | 1.7751 |  | 0.5 | All Day | 24.0 | 372 | 336 | 372 | 360 | 372 | 360 | 372 | 372 | 360 | 372 | 360 | 372 | 660.355 | 596.4497 | 660.355 | 639.0533 | 660.355 | 639.0533 | 660.355 | 660.355 | 639.0533 | 660.355 | 639.0533 | 660.355 | 4380 | 7775.1479 | 0.054089
7840 | Ventilation | Exhaust Fan |  | Uniform |  |  | 1 |  | 125.0 | 16 | 2.680965147453080 | 0.75 | 0.75 | 0.745 | 1.49 |  | 1 | All Day | 24.0 | 744 | 672 | 744 | 720 | 744 | 720 | 744 | 744 | 720 | 744 | 720 | 744 | 1108.56 | 1001.28 | 1108.56 | 1072.8 | 1108.56 | 1072.8 | 1108.56 | 1108.56 | 1072.8 | 1108.56 | 1072.8 | 1108.56 | 8760 | 13052.4 | 1.2098
7841 | Ventilation | Exhaust Fan | EF-5 | Uniform |  |  | 1 |  | 125.0 | 16 | 2.680965147453080 | 0.75 | 0.75 | 0.745 | 1.49 |  | 1 | All Day | 24.0 | 744 | 672 | 744 | 720 | 744 | 720 | 744 | 744 | 720 | 744 | 720 | 744 | 1108.56 | 1001.28 | 1108.56 | 1072.8 | 1108.56 | 1072.8 | 1108.56 | 1108.56 | 1072.8 | 1108.56 | 1072.8 | 1108.56 | 8760 | 13052.4 | 1.2098
7842 | Ventilation | Exhaust Fan | EF-6 | Uniform |  |  | 1 |  | 125.0 | 16 | 2.680965147453080 | 0.75 | 0.75 | 0.745 | 1.49 |  | 1 | All Day | 24.0 | 744 | 672 | 744 | 720 | 744 | 720 | 744 | 744 | 720 | 744 | 720 | 744 | 1108.56 | 1001.28 | 1108.56 | 1072.8 | 1108.56 | 1072.8 | 1108.56 | 1108.56 | 1072.8 | 1108.56 | 1072.8 | 1108.56 | 8760 | 13052.4 | 1.2098
7843 | Ventilation | Supply Fan | AHU-1 | Uniform |  | 2 |  |  |  |  | 2.680965147453080 | 0.75 | 0.845 | 0.702 | 1.7751 |  | 1 | All Day | 24.0 | 744 | 672 | 744 | 720 | 744 | 720 | 744 | 744 | 720 | 744 | 720 | 744 | 1320.7101 | 1192.8994 | 1320.7101 | 1278.1065 | 1320.7101 | 1278.1065 | 1320.7101 | 1320.7101 | 1278.1065 | 1320.7101 | 1278.1065 | 1320.7101 | 8760 | 15550.2959 | 1.4414
7844 | Ventilation | Supply Fan (Thermal Management Unit) | AC0013-VTC | Uniform |  | 2 |  |  |  |  | 2.680965147453080 | 0.75 | 0.845 | 0.702 | 1.7751 |  | 1 | All Day | 24.0 | 744 | 672 | 744 | 720 | 744 | 720 | 744 | 744 | 720 | 744 | 720 | 744 | 1320.7101 | 1192.8994 | 1320.7101 | 1278.1065 | 1320.7101 | 1278.1065 | 1320.7101 | 1320.7101 | 1278.1065 | 1320.7101 | 1278.1065 | 1320.7101 | 8760 | 15550.2959 | 0.87023
7845 | Ventilation | Supply Fan (Thermal Management Unit) | AC0013-VTC | Uniform |  | 2 |  |  |  |  | 2.680965147453080 | 0.75 | 0.845 | 0.702 | 1.7751 |  | 1 | All Day | 24.0 | 744 | 672 | 744 | 720 | 744 | 720 | 744 | 744 | 720 | 744 | 720 | 744 | 1320.7101 | 1192.8994 | 1320.7101 | 1278.1065 | 1320.7101 | 1278.1065 | 1320.7101 | 1320.7101 | 1278.1065 | 1320.7101 | 1278.1065 | 1320.7101 | 8760 | 15550.2959 | 0.87023
7846 | Electric heating | Baseboard Heater |  | Heating 1 |  | 2 |  |  |  |  | 2.680965147453080 | 1 | 1 | 1 | 2 |  | 0.5 | All Day | 24.0 | 372 | 302.4 | 260.4 | 180 | 148.8 | 0 | 9.3 | 9.3 | 72 | 148.8 | 324 | 372 | 744 | 604.8 | 520.8 | 360 | 297.6 | 0 | 18.6 | 18.6 | 144 | 297.6 | 648 | 744 | 2199 | 4398 | 0.75851
7847 | Ventilation | UNC-AHU-4 | Return Fan | Uniform |  | 2 |  |  |  |  | 2.680965147453080 | 0.75 | 0.845 | 0.702 | 1.7751 | 1 | 0.5 | UNC-AHU-4 | 17.0 | 263.5 | 238 | 263.5 | 255 | 263.5 | 255 | 263.5 | 263.5 | 255 | 263.5 | 255 | 263.5 | 467.7515 | 422.4852 | 467.7515 | 452.6627 | 467.7515 | 452.6627 | 467.7515 | 467.7515 | 452.6627 | 467.7515 | 452.6627 | 467.7515 | 3102.5 | 5507.3964 | 3.3957
7848 | AC system | Furnace 1 |  | Cooling 1 |  | 2 |  |  |  |  | 2.680965147453080 | 0.75 | 0.845 | 0.702 | 1.7751 |  | 0.05 | All Day | 24.0 | 0 | 0 | 0 | 0 | 18.6 | 36 | 37.2 | 37.2 | 18 | 0 | 0 | 0 | 0 | 0 | 0 | 0 | 33.0178 | 63.9053 | 66.0355 | 66.0355 | 31.9527 | 0 | 0 | 0 | 147 | 260.9467 | 2.3422
7849 | AC system | Furnace 2 |  | Cooling 1 |  | 2 |  |  |  |  | 2.680965147453080 | 0.75 | 0.845 | 0.702 | 1.7751 |  | 0.05 | All Day | 24.0 | 0 | 0 | 0 | 0 | 18.6 | 36 | 37.2 | 37.2 | 18 | 0 | 0 | 0 | 0 | 0 | 0 | 0 | 33.0178 | 63.9053 | 66.0355 | 66.0355 | 31.9527 | 0 | 0 | 0 | 147 | 260.9467 | 2.3422
7850 | Domestic hot water | DHW |  | Uniform |  | 2 |  |  |  |  | 2.680965147453080 | 0.75 | 0.845 | 0.702 | 2 |  | 0.1 | All Day | 24.0 | 74.4 | 67.2 | 74.4 | 72 | 74.4 | 72 | 74.4 | 74.4 | 72 | 74.4 | 72 | 74.4 | 148.8 | 134.4 | 148.8 | 144 | 148.8 | 144 | 148.8 | 148.8 | 144 | 148.8 | 144 | 148.8 | 876 | 1752 | 0.25311
7851 | Domestic hot water | DHW |  | Uniform |  | 2 |  |  |  |  | 2.680965147453080 | 0.75 | 0.845 | 0.702 | 2 |  | 0.1 | All Day | 24.0 | 74.4 | 67.2 | 74.4 | 72 | 74.4 | 72 | 74.4 | 74.4 | 72 | 74.4 | 72 | 74.4 | 148.8 | 134.4 | 148.8 | 144 | 148.8 | 144 | 148.8 | 148.8 | 144 | 148.8 | 144 | 148.8 | 876 | 1752 | 0.25311
7852 | Domestic hot water |  |  | Uniform |  | 2 |  |  |  |  | 2.680965147453080 | 0.75 | 0.845 | 0.702 | 1.7751 |  | 0.2 | All Day | 24.0 | 148.8 | 134.4 | 148.8 | 144 | 148.8 | 144 | 148.8 | 148.8 | 144 | 148.8 | 144 | 148.8 | 264.142 | 238.5799 | 264.142 | 255.6213 | 264.142 | 255.6213 | 264.142 | 264.142 | 255.6213 | 264.142 | 255.6213 | 264.142 | 1752 | 3110.0592 | 27.1116
7853 | Ventilation | UNC-AHU-3 | Return Fan | Uniform |  | 2 |  |  |  |  | 2.680965147453080 | 0.75 | 0.845 | 0.702 | 1.7751 | 0.95833 | 0.5 | UNC-AHU-3 | 20.0 | 310 | 280 | 310 | 300 | 310 | 300 | 310 | 310 | 300 | 310 | 300 | 310 | 505.3932 | 456.4842 | 505.3932 | 489.0902 | 505.3932 | 489.0902 | 505.3932 | 505.3932 | 489.0902 | 505.3932 | 489.0902 | 505.3932 | 3650 | 5950.5979 | 3.669
7854 | Ventilation | Supply Fan | AHU-1 | Uniform |  | 2 |  |  |  |  | 2.680965147453080 | 0.75 | 0.845 | 0.702 | 1.7751 |  | 0.3 | All Day | 24.0 | 223.2 | 201.6 | 223.2 | 216 | 223.2 | 216 | 223.2 | 223.2 | 216 | 223.2 | 216 | 223.2 | 396.213 | 357.8698 | 396.213 | 383.432 | 396.213 | 383.432 | 396.213 | 396.213 | 383.432 | 396.213 | 383.432 | 396.213 | 2628 | 4665.0888 | 0.43241
7855 | AC system | Condensor | CU-1 | Cooling 1 |  | 2 |  |  |  |  | 2.680965147453080 | 0.75 | 0.845 | 0.702 | 1.7751 |  | 0.2 |  | 10 | 0 | 0 | 0 | 0 | 31 | 60 | 62 | 62 | 30 | 0 | 0 | 0 | 0 | 0 | 0 | 0 | 55.0296 | 106.5089 | 110.0592 | 110.0592 | 53.2544 | 0 | 0 | 0 | 245 | 434.9112 | 0.16262
7856 | AC system | Condensor | CU-2 | Cooling 1 |  | 2 |  |  |  |  | 2.680965147453080 | 0.75 | 0.845 | 0.702 | 1.7751 |  | 0.2 |  | 10 | 0 | 0 | 0 | 0 | 31 | 60 | 62 | 62 | 30 | 0 | 0 | 0 | 0 | 0 | 0 | 0 | 55.0296 | 106.5089 | 110.0592 | 110.0592 | 53.2544 | 0 | 0 | 0 | 245 | 434.9112 | 0.16262
7857 | Ventilation | Exhaust Fan | AHU-3 | Uniform |  | 2 |  |  |  |  | 2.680965147453080 | 0.75 | 0.845 | 0.702 | 1.7751 | 0.9 | 1 | AHU-3 | 8.0 | 248 | 224 | 248 | 240 | 248 | 240 | 248 | 248 | 240 | 248 | 240 | 248 | 144.5491 | 144.8272 | 188.2739 | 220.1599 | 290.9201 | 332.2833 | 354.3235 | 356.1922 | 314.3677 | 239.9975 | 169.4804 | 146.7255 | 2920 | 2902.1002 | 0.34428
7858 | Ventilation | Exhaust Fan | AHU-2 | Uniform |  | 2 |  |  |  |  | 2.680965147453080 | 0.75 | 0.845 | 0.702 | 1.7751 | 0.9 | 1 | AHU-2 | 16.0 | 496 | 448 | 496 | 480 | 496 | 480 | 496 | 496 | 480 | 496 | 480 | 496 | 442.8481 | 412.731 | 486.3471 | 519.1483 | 613.6836 | 661.1602 | 703.0267 | 707.5217 | 633.6028 | 550.7195 | 460.7627 | 446.9195 | 5840 | 6638.4711 | 0.78753
7859 | Ventilation | ASC-AHU-2 | Supply Fan | Uniform |  | 2 |  |  |  |  | 2.680965147453080 | 0.75 | 0.845 | 0.702 | 1.7751 |  | 0.5 | ASC-AHU-2 | 13.5 | 209.25 | 189 | 209.25 | 202.5 | 209.25 | 202.5 | 209.25 | 209.25 | 202.5 | 209.25 | 202.5 | 209.25 | 371.4497 | 335.503 | 371.4497 | 359.4675 | 371.4497 | 359.4675 | 371.4497 | 371.4497 | 359.4675 | 371.4497 | 359.4675 | 371.4497 | 2463.75 | 4373.5207 | 0.85061
7860 | Electric heating | Electric heating | FC | Heating 1 |  | 2 |  |  |  |  | 2.680965147453080 | 0.75 | 0.845 | 0.702 | 1.7751 |  | 0.5 | Occupied | 14.896428571428600 | 230.8946 | 208.55 | 173.171 | 111.7232 | 92.3579 | 44.6893 | 5.7724 | 5.7724 | 5.5862 | 46.1789 | 89.3786 | 161.6262 | 409.8721 | 370.2071 | 307.4041 | 198.3252 | 163.9489 | 79.3301 | 10.2468 | 10.2468 | 9.9163 | 81.9744 | 158.6602 | 286.9105 | 1175.7006 | 2087.0425 | 0.23143
7861 | Electric heating | Electric heating | FC | Heating 1 |  | 2 |  |  |  |  | 2.680965147453080 | 0.75 | 0.845 | 0.702 | 1.7751 |  | 0.5 | Occupied | 14.896428571428600 | 230.8946 | 208.55 | 173.171 | 111.7232 | 92.3579 | 44.6893 | 5.7724 | 5.7724 | 5.5862 | 46.1789 | 89.3786 | 161.6262 | 409.8721 | 370.2071 | 307.4041 | 198.3252 | 163.9489 | 79.3301 | 10.2468 | 10.2468 | 9.9163 | 81.9744 | 158.6602 | 286.9105 | 1175.7006 | 2087.0425 | 0.23143
7862 | Electric heating | Electric heating | FC | Heating 1 |  | 2 |  |  |  |  | 2.680965147453080 | 0.75 | 0.845 | 0.702 | 1.7751 |  | 0.5 | Occupied | 14.896428571428600 | 230.8946 | 208.55 | 173.171 | 111.7232 | 92.3579 | 44.6893 | 5.7724 | 5.7724 | 5.5862 | 46.1789 | 89.3786 | 161.6262 | 409.8721 | 370.2071 | 307.4041 | 198.3252 | 163.9489 | 79.3301 | 10.2468 | 10.2468 | 9.9163 | 81.9744 | 158.6602 | 286.9105 | 1175.7006 | 2087.0425 | 0.22583
7863 | Electric heating | Electric heating | FC | Heating 1 |  | 2 |  |  |  |  | 2.680965147453080 | 0.75 | 0.845 | 0.702 | 1.7751 |  | 0.5 | Occupied | 14.896428571428600 | 230.8946 | 208.55 | 173.171 | 111.7232 | 92.3579 | 44.6893 | 5.7724 | 5.7724 | 5.5862 | 46.1789 | 89.3786 | 161.6262 | 409.8721 | 370.2071 | 307.4041 | 198.3252 | 163.9489 | 79.3301 | 10.2468 | 10.2468 | 9.9163 | 81.9744 | 158.6602 | 286.9105 | 1175.7006 | 2087.0425 | 0.22583
7864 | Electric heating | FF Heater |  | Heating 1 |  | 2 |  |  |  |  | 2.680965147453080 | 1 | 1 | 1 | 2 |  | 0.35 | All Day | 24.0 | 260.4 | 211.68 | 182.28 | 126 | 104.16 | 0 | 6.51 | 6.51 | 50.4 | 104.16 | 226.8 | 260.4 | 520.8 | 423.36 | 364.56 | 252 | 208.32 | 0 | 13.02 | 13.02 | 100.8 | 208.32 | 453.6 | 520.8 | 1539.3 | 3078.6 | 0.53095
7865 | Electric heating | FF Heater |  | Heating 1 |  | 2 |  |  |  |  | 2.680965147453080 | 1 | 1 | 1 | 2 |  | 0.35 | All Day | 24.0 | 260.4 | 211.68 | 182.28 | 126 | 104.16 | 0 | 6.51 | 6.51 | 50.4 | 104.16 | 226.8 | 260.4 | 520.8 | 423.36 | 364.56 | 252 | 208.32 | 0 | 13.02 | 13.02 | 100.8 | 208.32 | 453.6 | 520.8 | 1539.3 | 3078.6 | 0.53095
7866 | Electric heating | Front (South) Office BBs | FOBB 1 and 2 | Heating 1 |  | 2 |  |  |  |  | 2.680965147453080 | 0.75 | 0.845 | 0.702 | 1.7751 |  | 0.5 | All Day | 24.0 | 372 | 268.8 | 260.4 | 72 | 37.2 | 36 | 9.3 | 9.3 | 72 | 241.8 | 288 | 372 | 660.355 | 477.1598 | 462.2485 | 127.8107 | 66.0355 | 63.9053 | 16.5089 | 16.5089 | 127.8107 | 429.2308 | 511.2426 | 660.355 | 2038.8 | 3619.1716 | 6.1577
7867 | Electric heating | Duct Heater | DH 1 | Heating 1 |  | 2 |  |  |  |  | 2.680965147453080 | 0.75 | 0.845 | 0.702 | 1.7751 |  | 0.5 | All Day | 24.0 | 372 | 268.8 | 260.4 | 72 | 37.2 | 36 | 9.3 | 9.3 | 72 | 241.8 | 288 | 372 | 660.355 | 477.1598 | 462.2485 | 127.8107 | 66.0355 | 63.9053 | 16.5089 | 16.5089 | 127.8107 | 429.2308 | 511.2426 | 660.355 | 2038.8 | 3619.1716 | 6.1577
7868 | Electric heating | Electric baseboard |  | Heating 1 |  | 2 |  |  |  |  | 2.680965147453080 | 0.75 | 0.845 | 0.702 | 3 |  | 0.1 | All Day | 24 | 74.4 | 67.2 | 55.8 | 36 | 29.76 | 14.4 | 1.86 | 1.86 | 1.8 | 14.88 | 28.8 | 52.08 | 223.2 | 201.6 | 167.4 | 108 | 89.28 | 43.2 | 5.58 | 5.58 | 5.4 | 44.64 | 86.4 | 156.24 | 378.84 | 1136.52 | 0.42498
7869 | Electric Heating | Electric Convection Cabinet Heater |  | Heating 1 |  | 2 |  |  |  |  | 2.680965147453080 | 1 | 1 | 1 | 2 |  | 0.1 |  | 24.0 | 74.4 | 0 | 55.8 | 36 | 29.76 | 14.4 | 1.86 | 1.86 | 1.8 | 52.08 | 28.8 | 52.08 | 148.8 | 0 | 111.6 | 72 | 59.52 | 28.8 | 3.72 | 3.72 | 3.6 | 104.16 | 57.6 | 104.16 | 348.84 | 697.68 | 0.048756
7870 | Miscellaneous electricity | Stove |  | Uniform |  | 2 |  |  |  |  | 2.680965147453080 | 0.75 | 0.845 | 0.702 | 1.7751 |  | 0.02 | All Day | 24.0 | 14.88 | 13.44 | 14.88 | 14.4 | 14.88 | 14.4 | 14.88 | 14.88 | 14.4 | 14.88 | 14.4 | 14.88 | 26.4142 | 23.858 | 26.4142 | 25.5621 | 26.4142 | 25.5621 | 26.4142 | 26.4142 | 25.5621 | 26.4142 | 25.5621 | 26.4142 | 175.2 | 311.0059 | 0.053638
7871 | Electric heating | Tower Stair Heater | UH1 | Heating 1 |  | 2 | 3 |  | 600.0 |  | 2.680965147453080 | 0.75 | 0.845 | 0.702 | 1.7751 |  | 0.8 | All Day | 24.0 | 595.2 | 483.84 | 297.6 | 230.4 | 208.32 | 115.2 | 119.04 | 119.04 | 115.2 | 119.04 | 345.6 | 595.2 | 1056.568 | 858.8876 | 528.284 | 408.9941 | 369.7988 | 204.497 | 211.3136 | 211.3136 | 204.497 | 211.3136 | 613.4911 | 1056.568 | 3343.68 | 5935.5266 | 6.3377
7872 | Electric heating | Baseboard Heaters |  | Heating 1 |  | 2 |  |  |  |  | 2.680965147453080 | 1 | 1 | 0.702 | 2 |  | 0.1 | All Day | 24.0 | 70.68 | 67.2 | 59.52 | 54 | 33.48 | 14.4 | 1.86 | 1.86 | 1.8 | 33.48 | 54 | 70.68 | 141.36 | 134.4 | 119.04 | 108 | 66.96 | 28.8 | 3.72 | 3.72 | 3.6 | 66.96 | 108 | 141.36 | 462.96 | 925.92 | 0.085824
7873 | Electric heating | Forced Flow Heater |  | Heating 1 |  | 2 |  |  |  |  | 2.680965147453080 | 1 | 1 | 0.702 | 2 |  | 0.2 | All Day | 24.0 | 141.36 | 134.4 | 119.04 | 108 | 66.96 | 28.8 | 3.72 | 3.72 | 3.6 | 66.96 | 108 | 141.36 | 282.72 | 268.8 | 238.08 | 216 | 133.92 | 57.6 | 7.44 | 7.44 | 7.2 | 133.92 | 216 | 282.72 | 925.92 | 1851.84 | 0.17165
7874 | Electric heating | Forced Flow Heater |  | Heating 1 |  | 2 |  |  |  |  | 2.680965147453080 | 1 | 1 | 0.702 | 2 |  | 0.2 | All Day | 24.0 | 141.36 | 134.4 | 119.04 | 108 | 66.96 | 28.8 | 3.72 | 3.72 | 3.6 | 66.96 | 108 | 141.36 | 282.72 | 268.8 | 238.08 | 216 | 133.92 | 57.6 | 7.44 | 7.44 | 7.2 | 133.92 | 216 | 282.72 | 925.92 | 1851.84 | 0.17165
7875 | Electric heating | Unit Heater |  | Heating 1 |  | 2 |  |  |  |  | 2.680965147453080 | 1 | 1 | 0.702 | 2 |  | 0.2 | All Day | 24.0 | 141.36 | 134.4 | 119.04 | 108 | 66.96 | 28.8 | 3.72 | 3.72 | 3.6 | 66.96 | 108 | 141.36 | 282.72 | 268.8 | 238.08 | 216 | 133.92 | 57.6 | 7.44 | 7.44 | 7.2 | 133.92 | 216 | 282.72 | 925.92 | 1851.84 | 0.17165
7876 | Electric heating | Electric Heater | EH-5 | Other1 |  | 2 |  |  |  |  | 2.680965147453080 | 0.75 | 0.845 | 0.702 | 1.7751 |  | 0.15 | All Day | 24.0 | 100.44 | 100.8 | 44.64 | 43.2 | 22.32 | 0 | 0 | 0 | 0 | 33.48 | 75.6 | 78.12 | 178.2959 | 178.9349 | 79.2426 | 76.6864 | 39.6213 | 0 | 0 | 0 | 0 | 59.432 | 134.2012 | 138.6746 | 498.6 | 885.0888 | 3.7278
7877 | Electric heating | Unit Heater | UH-202 | Heating 1 |  | 2 |  |  |  |  | 2.680965147453080 | 0.75 | 0.845 | 0.702 | 2 |  | 0.4 | All Day | 24.0 | 297.6 | 268.8 | 223.2 | 144 | 119.04 | 57.6 | 7.44 | 7.44 | 7.2 | 59.52 | 115.2 | 297.6 | 595.2 | 537.6 | 446.4 | 288 | 238.08 | 115.2 | 14.88 | 14.88 | 14.4 | 119.04 | 230.4 | 595.2 | 1604.64 | 3209.28 | 1.127
7878 | Electric heating | Unit Heater | UH-201 | Heating 1 |  | 2 |  |  |  |  | 2.680965147453080 | 0.75 | 0.845 | 0.702 | 2 |  | 0.4 | All Day | 24.0 | 297.6 | 268.8 | 223.2 | 144 | 119.04 | 57.6 | 7.44 | 7.44 | 7.2 | 59.52 | 115.2 | 297.6 | 595.2 | 537.6 | 446.4 | 288 | 238.08 | 115.2 | 14.88 | 14.88 | 14.4 | 119.04 | 230.4 | 595.2 | 1604.64 | 3209.28 | 1.127
7879 | Electric heating | Unit Heater | UH-204 | Heating 1 |  | 2 |  |  |  |  | 2.680965147453080 | 0.75 | 0.845 | 0.702 | 2 |  | 0.4 | All Day | 24.0 | 297.6 | 268.8 | 223.2 | 144 | 119.04 | 57.6 | 7.44 | 7.44 | 7.2 | 59.52 | 115.2 | 297.6 | 595.2 | 537.6 | 446.4 | 288 | 238.08 | 115.2 | 14.88 | 14.88 | 14.4 | 119.04 | 230.4 | 595.2 | 1604.64 | 3209.28 | 1.127
7880 | Electric heating | Unit Heater | UH-203 | Heating 1 |  | 2 |  |  |  |  | 2.680965147453080 | 0.75 | 0.845 | 0.702 | 2 |  | 0.4 | All Day | 24.0 | 297.6 | 268.8 | 223.2 | 144 | 119.04 | 57.6 | 7.44 | 7.44 | 7.2 | 59.52 | 115.2 | 297.6 | 595.2 | 537.6 | 446.4 | 288 | 238.08 | 115.2 | 14.88 | 14.88 | 14.4 | 119.04 | 230.4 | 595.2 | 1604.64 | 3209.28 | 1.127
7881 | Electric heating | Heating Cable | - | Heating 1 |  | 2 |  |  |  |  | 2.680965147453080 | 0.75 | 0.845 | 0.702 | 2 |  | 0.4 | All Day | 24.0 | 297.6 | 268.8 | 223.2 | 144 | 119.04 | 57.6 | 7.44 | 7.44 | 7.2 | 59.52 | 115.2 | 297.6 | 595.2 | 537.6 | 446.4 | 288 | 238.08 | 115.2 | 14.88 | 14.88 | 14.4 | 119.04 | 230.4 | 595.2 | 1604.64 | 3209.28 | 1.127
7882 | Heat pump | Condensing Unit | HP-1 | Heat Pump |  | 2 |  |  |  |  | 2.680965147453080 | 0.75 | 0.845 | 0.702 | 1.7751 |  | 0.2 | All Day | 24 | 148.8 | 134.4 | 119.04 | 129.6 | 148.8 | 100.8 | 148.8 | 148.8 | 100.8 | 89.28 | 129.6 | 133.92 | 264.142 | 238.5799 | 211.3136 | 230.0592 | 264.142 | 178.9349 | 264.142 | 264.142 | 178.9349 | 158.4852 | 230.0592 | 237.7278 | 1532.64 | 2720.6627 | 1.0173
7883 | Electric heating | Electric wall heater | EWH-1 | Heating 1 |  | 2 |  |  |  |  | 2.680965147453080 | 0.75 | 0.845 | 0.702 | 1.7751 |  | 0.5 |  | 6.392857142857140 | 99.0893 | 80.55 | 74.317 | 57.5357 | 19.8179 | 19.1786 | 0 | 0 | 47.9464 | 99.0893 | 95.8929 | 99.0893 | 175.8981 | 142.9882 | 131.9236 | 102.1344 | 35.1796 | 34.0448 | 0 | 0 | 85.112 | 175.8981 | 170.224 | 175.8981 | 692.5063 | 1229.301 | 0.085764
7884 | Electric heating | Electric wall heater | EWH-2 | Heating 1 |  | 2 |  |  |  |  | 2.680965147453080 | 0.75 | 0.845 | 0.702 | 1.7751 |  | 0.5 |  | 6.392857142857140 | 99.0893 | 80.55 | 74.317 | 57.5357 | 19.8179 | 19.1786 | 0 | 0 | 47.9464 | 99.0893 | 95.8929 | 99.0893 | 175.8981 | 142.9882 | 131.9236 | 102.1344 | 35.1796 | 34.0448 | 0 | 0 | 85.112 | 175.8981 | 170.224 | 175.8981 | 692.5063 | 1229.301 | 0.085764
7885 | Electric heating | Electric wall heater | EWH-3 | Heating 1 |  | 2 |  |  |  |  | 2.680965147453080 | 0.75 | 0.845 | 0.702 | 1.7751 |  | 0.5 |  | 6.392857142857140 | 99.0893 | 80.55 | 74.317 | 57.5357 | 19.8179 | 19.1786 | 0 | 0 | 47.9464 | 99.0893 | 95.8929 | 99.0893 | 175.8981 | 142.9882 | 131.9236 | 102.1344 | 35.1796 | 34.0448 | 0 | 0 | 85.112 | 175.8981 | 170.224 | 175.8981 | 692.5063 | 1229.301 | 0.085764
7886 | Electric heating | Electric wall heater | EWH-4 | Heating 1 |  | 2 |  |  |  |  | 2.680965147453080 | 0.75 | 0.845 | 0.702 | 1.7751 |  | 0.5 |  | 6.392857142857140 | 99.0893 | 80.55 | 74.317 | 57.5357 | 19.8179 | 19.1786 | 0 | 0 | 47.9464 | 99.0893 | 95.8929 | 99.0893 | 175.8981 | 142.9882 | 131.9236 | 102.1344 | 35.1796 | 34.0448 | 0 | 0 | 85.112 | 175.8981 | 170.224 | 175.8981 | 692.5063 | 1229.301 | 0.085764
7887 | Electric heating | Electric wall heater | EWH-5 | Heating 1 |  | 2 |  |  |  |  | 2.680965147453080 | 0.75 | 0.845 | 0.702 | 1.7751 |  | 0.5 |  | 6.392857142857140 | 99.0893 | 80.55 | 74.317 | 57.5357 | 19.8179 | 19.1786 | 0 | 0 | 47.9464 | 99.0893 | 95.8929 | 99.0893 | 175.8981 | 142.9882 | 131.9236 | 102.1344 | 35.1796 | 34.0448 | 0 | 0 | 85.112 | 175.8981 | 170.224 | 175.8981 | 692.5063 | 1229.301 | 0.085764
7888 | Electric heating | Electric wall heater | EWH-7 | Heating 1 |  | 2 |  |  |  |  | 2.680965147453080 | 0.75 | 0.845 | 0.702 | 1.7751 |  | 0.5 |  | 6.392857142857140 | 99.0893 | 80.55 | 74.317 | 57.5357 | 19.8179 | 19.1786 | 0 | 0 | 47.9464 | 99.0893 | 95.8929 | 99.0893 | 175.8981 | 142.9882 | 131.9236 | 102.1344 | 35.1796 | 34.0448 | 0 | 0 | 85.112 | 175.8981 | 170.224 | 175.8981 | 692.5063 | 1229.301 | 0.085764
7889 | Electric heating | Electric wall heater | EWH-8 | Heating 1 |  | 2 |  |  |  |  | 2.680965147453080 | 0.75 | 0.845 | 0.702 | 1.7751 |  | 0.5 |  | 6.392857142857140 | 99.0893 | 80.55 | 74.317 | 57.5357 | 19.8179 | 19.1786 | 0 | 0 | 47.9464 | 99.0893 | 95.8929 | 99.0893 | 175.8981 | 142.9882 | 131.9236 | 102.1344 | 35.1796 | 34.0448 | 0 | 0 | 85.112 | 175.8981 | 170.224 | 175.8981 | 692.5063 | 1229.301 | 0.085764
7890 | Electric heating | Electric wall heater | EWH-9 | Heating 1 |  | 2 |  |  |  |  | 2.680965147453080 | 0.75 | 0.845 | 0.702 | 1.7751 |  | 0.5 |  | 6.392857142857140 | 99.0893 | 80.55 | 74.317 | 57.5357 | 19.8179 | 19.1786 | 0 | 0 | 47.9464 | 99.0893 | 95.8929 | 99.0893 | 175.8981 | 142.9882 | 131.9236 | 102.1344 | 35.1796 | 34.0448 | 0 | 0 | 85.112 | 175.8981 | 170.224 | 175.8981 | 692.5063 | 1229.301 | 0.085764
7891 | Electric heating | Electric wall heater | EWH-10 | Heating 1 |  | 2 |  |  |  |  | 2.680965147453080 | 0.75 | 0.845 | 0.702 | 1.7751 |  | 0.5 |  | 6.392857142857140 | 99.0893 | 80.55 | 74.317 | 57.5357 | 19.8179 | 19.1786 | 0 | 0 | 47.9464 | 99.0893 | 95.8929 | 99.0893 | 175.8981 | 142.9882 | 131.9236 | 102.1344 | 35.1796 | 34.0448 | 0 | 0 | 85.112 | 175.8981 | 170.224 | 175.8981 | 692.5063 | 1229.301 | 0.085764
7892 | Electric heating | Electric wall heater | EWH-11 | Heating 1 |  | 2 |  |  |  |  | 2.680965147453080 | 0.75 | 0.845 | 0.702 | 1.7751 |  | 0.5 |  | 6.392857142857140 | 99.0893 | 80.55 | 74.317 | 57.5357 | 19.8179 | 19.1786 | 0 | 0 | 47.9464 | 99.0893 | 95.8929 | 99.0893 | 175.8981 | 142.9882 | 131.9236 | 102.1344 | 35.1796 | 34.0448 | 0 | 0 | 85.112 | 175.8981 | 170.224 | 175.8981 | 692.5063 | 1229.301 | 0.085764
7893 | Electric heating | Electric wall heater | EWH-12 | Heating 1 |  | 2 |  |  |  |  | 2.680965147453080 | 0.75 | 0.845 | 0.702 | 1.7751 |  | 0.5 |  | 6.392857142857140 | 99.0893 | 80.55 | 74.317 | 57.5357 | 19.8179 | 19.1786 | 0 | 0 | 47.9464 | 99.0893 | 95.8929 | 99.0893 | 175.8981 | 142.9882 | 131.9236 | 102.1344 | 35.1796 | 34.0448 | 0 | 0 | 85.112 | 175.8981 | 170.224 | 175.8981 | 692.5063 | 1229.301 | 0.085764
7894 | Electric heating | Electric wall heater | EWH-13 | Heating 1 |  | 2 |  |  |  |  | 2.680965147453080 | 0.75 | 0.845 | 0.702 | 1.7751 |  | 0.5 |  | 6.392857142857140 | 99.0893 | 80.55 | 74.317 | 57.5357 | 19.8179 | 19.1786 | 0 | 0 | 47.9464 | 99.0893 | 95.8929 | 99.0893 | 175.8981 | 142.9882 | 131.9236 | 102.1344 | 35.1796 | 34.0448 | 0 | 0 | 85.112 | 175.8981 | 170.224 | 175.8981 | 692.5063 | 1229.301 | 0.085764
7895 | Electric heating | Electric wall heater | EWH-14 | Heating 1 |  | 2 |  |  |  |  | 2.680965147453080 | 0.75 | 0.845 | 0.702 | 1.7751 |  | 0.5 |  | 6.392857142857140 | 99.0893 | 80.55 | 74.317 | 57.5357 | 19.8179 | 19.1786 | 0 | 0 | 47.9464 | 99.0893 | 95.8929 | 99.0893 | 175.8981 | 142.9882 | 131.9236 | 102.1344 | 35.1796 | 34.0448 | 0 | 0 | 85.112 | 175.8981 | 170.224 | 175.8981 | 692.5063 | 1229.301 | 0.085764
7896 | Electric heating | Electric wall heater | EWH-15 | Heating 1 |  | 2 |  |  |  |  | 2.680965147453080 | 0.75 | 0.845 | 0.702 | 1.7751 |  | 0.5 |  | 6.392857142857140 | 99.0893 | 80.55 | 74.317 | 57.5357 | 19.8179 | 19.1786 | 0 | 0 | 47.9464 | 99.0893 | 95.8929 | 99.0893 | 175.8981 | 142.9882 | 131.9236 | 102.1344 | 35.1796 | 34.0448 | 0 | 0 | 85.112 | 175.8981 | 170.224 | 175.8981 | 692.5063 | 1229.301 | 0.085764
7897 | Electric heating | Electric wall heater | EWH-16 | Heating 1 |  | 2 |  |  |  |  | 2.680965147453080 | 0.75 | 0.845 | 0.702 | 1.7751 |  | 0.5 |  | 6.392857142857140 | 99.0893 | 80.55 | 74.317 | 57.5357 | 19.8179 | 19.1786 | 0 | 0 | 47.9464 | 99.0893 | 95.8929 | 99.0893 | 175.8981 | 142.9882 | 131.9236 | 102.1344 | 35.1796 | 34.0448 | 0 | 0 | 85.112 | 175.8981 | 170.224 | 175.8981 | 692.5063 | 1229.301 | 0.085764
7898 | Electric heating | Electric wall heater | EWH-17 | Heating 1 |  | 2 |  |  |  |  | 2.680965147453080 | 0.75 | 0.845 | 0.702 | 1.7751 |  | 0.5 |  | 6.392857142857140 | 99.0893 | 80.55 | 74.317 | 57.5357 | 19.8179 | 19.1786 | 0 | 0 | 47.9464 | 99.0893 | 95.8929 | 99.0893 | 175.8981 | 142.9882 | 131.9236 | 102.1344 | 35.1796 | 34.0448 | 0 | 0 | 85.112 | 175.8981 | 170.224 | 175.8981 | 692.5063 | 1229.301 | 0.085764
7899 | Electric heating | Electric wall heater | EWH-18 | Heating 1 |  | 2 |  |  |  |  | 2.680965147453080 | 0.75 | 0.845 | 0.702 | 1.7751 |  | 0.5 |  | 6.392857142857140 | 99.0893 | 80.55 | 74.317 | 57.5357 | 19.8179 | 19.1786 | 0 | 0 | 47.9464 | 99.0893 | 95.8929 | 99.0893 | 175.8981 | 142.9882 | 131.9236 | 102.1344 | 35.1796 | 34.0448 | 0 | 0 | 85.112 | 175.8981 | 170.224 | 175.8981 | 692.5063 | 1229.301 | 0.085764
7900 | Electric heating | Electric wall heater | EWH-19 | Heating 1 |  | 2 |  |  |  |  | 2.680965147453080 | 0.75 | 0.845 | 0.702 | 1.7751 |  | 0.5 |  | 6.392857142857140 | 99.0893 | 80.55 | 74.317 | 57.5357 | 19.8179 | 19.1786 | 0 | 0 | 47.9464 | 99.0893 | 95.8929 | 99.0893 | 175.8981 | 142.9882 | 131.9236 | 102.1344 | 35.1796 | 34.0448 | 0 | 0 | 85.112 | 175.8981 | 170.224 | 175.8981 | 692.5063 | 1229.301 | 0.085764
7901 | Electric heating | Electric wall heater | EWH-20 | Heating 1 |  | 2 |  |  |  |  | 2.680965147453080 | 0.75 | 0.845 | 0.702 | 1.7751 |  | 0.5 |  | 6.392857142857140 | 99.0893 | 80.55 | 74.317 | 57.5357 | 19.8179 | 19.1786 | 0 | 0 | 47.9464 | 99.0893 | 95.8929 | 99.0893 | 175.8981 | 142.9882 | 131.9236 | 102.1344 | 35.1796 | 34.0448 | 0 | 0 | 85.112 | 175.8981 | 170.224 | 175.8981 | 692.5063 | 1229.301 | 0.085764
7902 | Electric heating | Electric wall heater | EWH-21 | Heating 1 |  | 2 |  |  |  |  | 2.680965147453080 | 0.75 | 0.845 | 0.702 | 1.7751 |  | 0.5 |  | 6.392857142857140 | 99.0893 | 80.55 | 74.317 | 57.5357 | 19.8179 | 19.1786 | 0 | 0 | 47.9464 | 99.0893 | 95.8929 | 99.0893 | 175.8981 | 142.9882 | 131.9236 | 102.1344 | 35.1796 | 34.0448 | 0 | 0 | 85.112 | 175.8981 | 170.224 | 175.8981 | 692.5063 | 1229.301 | 0.085764
7903 | Electric heating | Electric wall heater | EWH-22 | Heating 1 |  | 2 |  |  |  |  | 2.680965147453080 | 0.75 | 0.845 | 0.702 | 1.7751 |  | 0.5 |  | 6.392857142857140 | 99.0893 | 80.55 | 74.317 | 57.5357 | 19.8179 | 19.1786 | 0 | 0 | 47.9464 | 99.0893 | 95.8929 | 99.0893 | 175.8981 | 142.9882 | 131.9236 | 102.1344 | 35.1796 | 34.0448 | 0 | 0 | 85.112 | 175.8981 | 170.224 | 175.8981 | 692.5063 | 1229.301 | 0.085764
7904 | Electric heating | Electric wall heater | EWH-23 | Heating 1 |  | 2 |  |  |  |  | 2.680965147453080 | 0.75 | 0.845 | 0.702 | 1.7751 |  | 0.5 |  | 6.392857142857140 | 99.0893 | 80.55 | 74.317 | 57.5357 | 19.8179 | 19.1786 | 0 | 0 | 47.9464 | 99.0893 | 95.8929 | 99.0893 | 175.8981 | 142.9882 | 131.9236 | 102.1344 | 35.1796 | 34.0448 | 0 | 0 | 85.112 | 175.8981 | 170.224 | 175.8981 | 692.5063 | 1229.301 | 0.085764
7905 | Electric heating | Electric wall heater | EWH-24 | Heating 1 |  | 2 |  |  |  |  | 2.680965147453080 | 0.75 | 0.845 | 0.702 | 1.7751 |  | 0.5 |  | 6.392857142857140 | 99.0893 | 80.55 | 74.317 | 57.5357 | 19.8179 | 19.1786 | 0 | 0 | 47.9464 | 99.0893 | 95.8929 | 99.0893 | 175.8981 | 142.9882 | 131.9236 | 102.1344 | 35.1796 | 34.0448 | 0 | 0 | 85.112 | 175.8981 | 170.224 | 175.8981 | 692.5063 | 1229.301 | 0.085764
7906 | Electric heating | Electric wall heater | EWH-25 | Heating 1 |  | 2 |  |  |  |  | 2.680965147453080 | 0.75 | 0.845 | 0.702 | 1.7751 |  | 0.5 |  | 6.392857142857140 | 99.0893 | 80.55 | 74.317 | 57.5357 | 19.8179 | 19.1786 | 0 | 0 | 47.9464 | 99.0893 | 95.8929 | 99.0893 | 175.8981 | 142.9882 | 131.9236 | 102.1344 | 35.1796 | 34.0448 | 0 | 0 | 85.112 | 175.8981 | 170.224 | 175.8981 | 692.5063 | 1229.301 | 0.085764
7907 | Electric heating | Electric wall heater | EWH-26 | Heating 1 |  | 2 |  |  |  |  | 2.680965147453080 | 0.75 | 0.845 | 0.702 | 1.7751 |  | 0.5 |  | 6.392857142857140 | 99.0893 | 80.55 | 74.317 | 57.5357 | 19.8179 | 19.1786 | 0 | 0 | 47.9464 | 99.0893 | 95.8929 | 99.0893 | 175.8981 | 142.9882 | 131.9236 | 102.1344 | 35.1796 | 34.0448 | 0 | 0 | 85.112 | 175.8981 | 170.224 | 175.8981 | 692.5063 | 1229.301 | 0.085764
7908 | Electric heating | Electric wall heater | EWH-27 | Heating 1 |  | 2 |  |  |  |  | 2.680965147453080 | 0.75 | 0.845 | 0.702 | 1.7751 |  | 0.5 |  | 6.392857142857140 | 99.0893 | 80.55 | 74.317 | 57.5357 | 19.8179 | 19.1786 | 0 | 0 | 47.9464 | 99.0893 | 95.8929 | 99.0893 | 175.8981 | 142.9882 | 131.9236 | 102.1344 | 35.1796 | 34.0448 | 0 | 0 | 85.112 | 175.8981 | 170.224 | 175.8981 | 692.5063 | 1229.301 | 0.085764
7909 | Electric heating | Electric wall heater | EWH-1 | Heating 1 |  | 2 |  |  |  |  | 2.680965147453080 | 0.75 | 0.845 | 0.702 | 1.7751 |  | 0.5 |  | 6.392857142857140 | 99.0893 | 80.55 | 74.317 | 57.5357 | 19.8179 | 19.1786 | 0 | 0 | 47.9464 | 99.0893 | 95.8929 | 99.0893 | 175.8981 | 142.9882 | 131.9236 | 102.1344 | 35.1796 | 34.0448 | 0 | 0 | 85.112 | 175.8981 | 170.224 | 175.8981 | 692.5063 | 1229.301 | 0.086523
7910 | Electric heating | Electric wall heater | EWH-2 | Heating 1 |  | 2 |  |  |  |  | 2.680965147453080 | 0.75 | 0.845 | 0.702 | 1.7751 |  | 0.5 |  | 6.392857142857140 | 99.0893 | 80.55 | 74.317 | 57.5357 | 19.8179 | 19.1786 | 0 | 0 | 47.9464 | 99.0893 | 95.8929 | 99.0893 | 175.8981 | 142.9882 | 131.9236 | 102.1344 | 35.1796 | 34.0448 | 0 | 0 | 85.112 | 175.8981 | 170.224 | 175.8981 | 692.5063 | 1229.301 | 0.086523
7911 | Electric heating | Electric wall heater | EWH-3 | Heating 1 |  | 2 |  |  |  |  | 2.680965147453080 | 0.75 | 0.845 | 0.702 | 1.7751 |  | 0.5 |  | 6.392857142857140 | 99.0893 | 80.55 | 74.317 | 57.5357 | 19.8179 | 19.1786 | 0 | 0 | 47.9464 | 99.0893 | 95.8929 | 99.0893 | 175.8981 | 142.9882 | 131.9236 | 102.1344 | 35.1796 | 34.0448 | 0 | 0 | 85.112 | 175.8981 | 170.224 | 175.8981 | 692.5063 | 1229.301 | 0.086523
7912 | Electric heating | Electric wall heater | EWH-4 | Heating 1 |  | 2 |  |  |  |  | 2.680965147453080 | 0.75 | 0.845 | 0.702 | 1.7751 |  | 0.5 |  | 6.392857142857140 | 99.0893 | 80.55 | 74.317 | 57.5357 | 19.8179 | 19.1786 | 0 | 0 | 47.9464 | 99.0893 | 95.8929 | 99.0893 | 175.8981 | 142.9882 | 131.9236 | 102.1344 | 35.1796 | 34.0448 | 0 | 0 | 85.112 | 175.8981 | 170.224 | 175.8981 | 692.5063 | 1229.301 | 0.086523
7913 | Electric heating | Electric wall heater | EWH-5 | Heating 1 |  | 2 |  |  |  |  | 2.680965147453080 | 0.75 | 0.845 | 0.702 | 1.7751 |  | 0.5 |  | 6.392857142857140 | 99.0893 | 80.55 | 74.317 | 57.5357 | 19.8179 | 19.1786 | 0 | 0 | 47.9464 | 99.0893 | 95.8929 | 99.0893 | 175.8981 | 142.9882 | 131.9236 | 102.1344 | 35.1796 | 34.0448 | 0 | 0 | 85.112 | 175.8981 | 170.224 | 175.8981 | 692.5063 | 1229.301 | 0.086523
7914 | Electric heating | Electric wall heater | EWH-7 | Heating 1 |  | 2 |  |  |  |  | 2.680965147453080 | 0.75 | 0.845 | 0.702 | 1.7751 |  | 0.5 |  | 6.392857142857140 | 99.0893 | 80.55 | 74.317 | 57.5357 | 19.8179 | 19.1786 | 0 | 0 | 47.9464 | 99.0893 | 95.8929 | 99.0893 | 175.8981 | 142.9882 | 131.9236 | 102.1344 | 35.1796 | 34.0448 | 0 | 0 | 85.112 | 175.8981 | 170.224 | 175.8981 | 692.5063 | 1229.301 | 0.086523
7915 | Electric heating | Electric wall heater | EWH-8 | Heating 1 |  | 2 |  |  |  |  | 2.680965147453080 | 0.75 | 0.845 | 0.702 | 1.7751 |  | 0.5 |  | 6.392857142857140 | 99.0893 | 80.55 | 74.317 | 57.5357 | 19.8179 | 19.1786 | 0 | 0 | 47.9464 | 99.0893 | 95.8929 | 99.0893 | 175.8981 | 142.9882 | 131.9236 | 102.1344 | 35.1796 | 34.0448 | 0 | 0 | 85.112 | 175.8981 | 170.224 | 175.8981 | 692.5063 | 1229.301 | 0.086523
7916 | Electric heating | Electric wall heater | EWH-9 | Heating 1 |  | 2 |  |  |  |  | 2.680965147453080 | 0.75 | 0.845 | 0.702 | 1.7751 |  | 0.5 |  | 6.392857142857140 | 99.0893 | 80.55 | 74.317 | 57.5357 | 19.8179 | 19.1786 | 0 | 0 | 47.9464 | 99.0893 | 95.8929 | 99.0893 | 175.8981 | 142.9882 | 131.9236 | 102.1344 | 35.1796 | 34.0448 | 0 | 0 | 85.112 | 175.8981 | 170.224 | 175.8981 | 692.5063 | 1229.301 | 0.086523
7917 | Electric heating | Electric wall heater | EWH-10 | Heating 1 |  | 2 |  |  |  |  | 2.680965147453080 | 0.75 | 0.845 | 0.702 | 1.7751 |  | 0.5 |  | 6.392857142857140 | 99.0893 | 80.55 | 74.317 | 57.5357 | 19.8179 | 19.1786 | 0 | 0 | 47.9464 | 99.0893 | 95.8929 | 99.0893 | 175.8981 | 142.9882 | 131.9236 | 102.1344 | 35.1796 | 34.0448 | 0 | 0 | 85.112 | 175.8981 | 170.224 | 175.8981 | 692.5063 | 1229.301 | 0.086523
7918 | Electric heating | Electric wall heater | EWH-11 | Heating 1 |  | 2 |  |  |  |  | 2.680965147453080 | 0.75 | 0.845 | 0.702 | 1.7751 |  | 0.5 |  | 6.392857142857140 | 99.0893 | 80.55 | 74.317 | 57.5357 | 19.8179 | 19.1786 | 0 | 0 | 47.9464 | 99.0893 | 95.8929 | 99.0893 | 175.8981 | 142.9882 | 131.9236 | 102.1344 | 35.1796 | 34.0448 | 0 | 0 | 85.112 | 175.8981 | 170.224 | 175.8981 | 692.5063 | 1229.301 | 0.086523
7919 | Electric heating | Electric wall heater | EWH-12 | Heating 1 |  | 2 |  |  |  |  | 2.680965147453080 | 0.75 | 0.845 | 0.702 | 1.7751 |  | 0.5 |  | 6.392857142857140 | 99.0893 | 80.55 | 74.317 | 57.5357 | 19.8179 | 19.1786 | 0 | 0 | 47.9464 | 99.0893 | 95.8929 | 99.0893 | 175.8981 | 142.9882 | 131.9236 | 102.1344 | 35.1796 | 34.0448 | 0 | 0 | 85.112 | 175.8981 | 170.224 | 175.8981 | 692.5063 | 1229.301 | 0.086523
7920 | Electric heating | Electric wall heater | EWH-13 | Heating 1 |  | 2 |  |  |  |  | 2.680965147453080 | 0.75 | 0.845 | 0.702 | 1.7751 |  | 0.5 |  | 6.392857142857140 | 99.0893 | 80.55 | 74.317 | 57.5357 | 19.8179 | 19.1786 | 0 | 0 | 47.9464 | 99.0893 | 95.8929 | 99.0893 | 175.8981 | 142.9882 | 131.9236 | 102.1344 | 35.1796 | 34.0448 | 0 | 0 | 85.112 | 175.8981 | 170.224 | 175.8981 | 692.5063 | 1229.301 | 0.086523
7921 | Electric heating | Electric wall heater | EWH-14 | Heating 1 |  | 2 |  |  |  |  | 2.680965147453080 | 0.75 | 0.845 | 0.702 | 1.7751 |  | 0.5 |  | 6.392857142857140 | 99.0893 | 80.55 | 74.317 | 57.5357 | 19.8179 | 19.1786 | 0 | 0 | 47.9464 | 99.0893 | 95.8929 | 99.0893 | 175.8981 | 142.9882 | 131.9236 | 102.1344 | 35.1796 | 34.0448 | 0 | 0 | 85.112 | 175.8981 | 170.224 | 175.8981 | 692.5063 | 1229.301 | 0.086523
7922 | Electric heating | Electric wall heater | EWH-15 | Heating 1 |  | 2 |  |  |  |  | 2.680965147453080 | 0.75 | 0.845 | 0.702 | 1.7751 |  | 0.5 |  | 6.392857142857140 | 99.0893 | 80.55 | 74.317 | 57.5357 | 19.8179 | 19.1786 | 0 | 0 | 47.9464 | 99.0893 | 95.8929 | 99.0893 | 175.8981 | 142.9882 | 131.9236 | 102.1344 | 35.1796 | 34.0448 | 0 | 0 | 85.112 | 175.8981 | 170.224 | 175.8981 | 692.5063 | 1229.301 | 0.086523
7923 | Electric heating | Electric wall heater | EWH-16 | Heating 1 |  | 2 |  |  |  |  | 2.680965147453080 | 0.75 | 0.845 | 0.702 | 1.7751 |  | 0.5 |  | 6.392857142857140 | 99.0893 | 80.55 | 74.317 | 57.5357 | 19.8179 | 19.1786 | 0 | 0 | 47.9464 | 99.0893 | 95.8929 | 99.0893 | 175.8981 | 142.9882 | 131.9236 | 102.1344 | 35.1796 | 34.0448 | 0 | 0 | 85.112 | 175.8981 | 170.224 | 175.8981 | 692.5063 | 1229.301 | 0.086523
7924 | Electric heating | Electric wall heater | EWH-17 | Heating 1 |  | 2 |  |  |  |  | 2.680965147453080 | 0.75 | 0.845 | 0.702 | 1.7751 |  | 0.5 |  | 6.392857142857140 | 99.0893 | 80.55 | 74.317 | 57.5357 | 19.8179 | 19.1786 | 0 | 0 | 47.9464 | 99.0893 | 95.8929 | 99.0893 | 175.8981 | 142.9882 | 131.9236 | 102.1344 | 35.1796 | 34.0448 | 0 | 0 | 85.112 | 175.8981 | 170.224 | 175.8981 | 692.5063 | 1229.301 | 0.086523
7925 | Electric heating | Electric wall heater | EWH-18 | Heating 1 |  | 2 |  |  |  |  | 2.680965147453080 | 0.75 | 0.845 | 0.702 | 1.7751 |  | 0.5 |  | 6.392857142857140 | 99.0893 | 80.55 | 74.317 | 57.5357 | 19.8179 | 19.1786 | 0 | 0 | 47.9464 | 99.0893 | 95.8929 | 99.0893 | 175.8981 | 142.9882 | 131.9236 | 102.1344 | 35.1796 | 34.0448 | 0 | 0 | 85.112 | 175.8981 | 170.224 | 175.8981 | 692.5063 | 1229.301 | 0.086523
7926 | Electric heating | Electric wall heater | EWH-19 | Heating 1 |  | 2 |  |  |  |  | 2.680965147453080 | 0.75 | 0.845 | 0.702 | 1.7751 |  | 0.5 |  | 6.392857142857140 | 99.0893 | 80.55 | 74.317 | 57.5357 | 19.8179 | 19.1786 | 0 | 0 | 47.9464 | 99.0893 | 95.8929 | 99.0893 | 175.8981 | 142.9882 | 131.9236 | 102.1344 | 35.1796 | 34.0448 | 0 | 0 | 85.112 | 175.8981 | 170.224 | 175.8981 | 692.5063 | 1229.301 | 0.086523
7927 | Electric heating | Electric wall heater | EWH-20 | Heating 1 |  | 2 |  |  |  |  | 2.680965147453080 | 0.75 | 0.845 | 0.702 | 1.7751 |  | 0.5 |  | 6.392857142857140 | 99.0893 | 80.55 | 74.317 | 57.5357 | 19.8179 | 19.1786 | 0 | 0 | 47.9464 | 99.0893 | 95.8929 | 99.0893 | 175.8981 | 142.9882 | 131.9236 | 102.1344 | 35.1796 | 34.0448 | 0 | 0 | 85.112 | 175.8981 | 170.224 | 175.8981 | 692.5063 | 1229.301 | 0.086523
7928 | Electric heating | Electric wall heater | EWH-21 | Heating 1 |  | 2 |  |  |  |  | 2.680965147453080 | 0.75 | 0.845 | 0.702 | 1.7751 |  | 0.5 |  | 6.392857142857140 | 99.0893 | 80.55 | 74.317 | 57.5357 | 19.8179 | 19.1786 | 0 | 0 | 47.9464 | 99.0893 | 95.8929 | 99.0893 | 175.8981 | 142.9882 | 131.9236 | 102.1344 | 35.1796 | 34.0448 | 0 | 0 | 85.112 | 175.8981 | 170.224 | 175.8981 | 692.5063 | 1229.301 | 0.086523
7929 | Electric heating | Electric wall heater | EWH-22 | Heating 1 |  | 2 |  |  |  |  | 2.680965147453080 | 0.75 | 0.845 | 0.702 | 1.7751 |  | 0.5 |  | 6.392857142857140 | 99.0893 | 80.55 | 74.317 | 57.5357 | 19.8179 | 19.1786 | 0 | 0 | 47.9464 | 99.0893 | 95.8929 | 99.0893 | 175.8981 | 142.9882 | 131.9236 | 102.1344 | 35.1796 | 34.0448 | 0 | 0 | 85.112 | 175.8981 | 170.224 | 175.8981 | 692.5063 | 1229.301 | 0.086523
7930 | Electric heating | Electric wall heater | EWH-23 | Heating 1 |  | 2 |  |  |  |  | 2.680965147453080 | 0.75 | 0.845 | 0.702 | 1.7751 |  | 0.5 |  | 6.392857142857140 | 99.0893 | 80.55 | 74.317 | 57.5357 | 19.8179 | 19.1786 | 0 | 0 | 47.9464 | 99.0893 | 95.8929 | 99.0893 | 175.8981 | 142.9882 | 131.9236 | 102.1344 | 35.1796 | 34.0448 | 0 | 0 | 85.112 | 175.8981 | 170.224 | 175.8981 | 692.5063 | 1229.301 | 0.086523
7931 | Electric heating | Electric wall heater | EWH-24 | Heating 1 |  | 2 |  |  |  |  | 2.680965147453080 | 0.75 | 0.845 | 0.702 | 1.7751 |  | 0.5 |  | 6.392857142857140 | 99.0893 | 80.55 | 74.317 | 57.5357 | 19.8179 | 19.1786 | 0 | 0 | 47.9464 | 99.0893 | 95.8929 | 99.0893 | 175.8981 | 142.9882 | 131.9236 | 102.1344 | 35.1796 | 34.0448 | 0 | 0 | 85.112 | 175.8981 | 170.224 | 175.8981 | 692.5063 | 1229.301 | 0.086523
7932 | Electric heating | Electric wall heater | EWH-25 | Heating 1 |  | 2 |  |  |  |  | 2.680965147453080 | 0.75 | 0.845 | 0.702 | 1.7751 |  | 0.5 |  | 6.392857142857140 | 99.0893 | 80.55 | 74.317 | 57.5357 | 19.8179 | 19.1786 | 0 | 0 | 47.9464 | 99.0893 | 95.8929 | 99.0893 | 175.8981 | 142.9882 | 131.9236 | 102.1344 | 35.1796 | 34.0448 | 0 | 0 | 85.112 | 175.8981 | 170.224 | 175.8981 | 692.5063 | 1229.301 | 0.086523
7933 | Electric heating | Electric wall heater | EWH-26 | Heating 1 |  | 2 |  |  |  |  | 2.680965147453080 | 0.75 | 0.845 | 0.702 | 1.7751 |  | 0.5 |  | 6.392857142857140 | 99.0893 | 80.55 | 74.317 | 57.5357 | 19.8179 | 19.1786 | 0 | 0 | 47.9464 | 99.0893 | 95.8929 | 99.0893 | 175.8981 | 142.9882 | 131.9236 | 102.1344 | 35.1796 | 34.0448 | 0 | 0 | 85.112 | 175.8981 | 170.224 | 175.8981 | 692.5063 | 1229.301 | 0.086523
7934 | Electric heating | Electric wall heater | EWH-27 | Heating 1 |  | 2 |  |  |  |  | 2.680965147453080 | 0.75 | 0.845 | 0.702 | 1.7751 |  | 0.5 |  | 6.392857142857140 | 99.0893 | 80.55 | 74.317 | 57.5357 | 19.8179 | 19.1786 | 0 | 0 | 47.9464 | 99.0893 | 95.8929 | 99.0893 | 175.8981 | 142.9882 | 131.9236 | 102.1344 | 35.1796 | 34.0448 | 0 | 0 | 85.112 | 175.8981 | 170.224 | 175.8981 | 692.5063 | 1229.301 | 0.086523
7935 | Electric heating | Electric wall heater | EWH-28 | Heating 1 |  | 2 |  |  |  |  | 2.680965147453080 | 0.75 | 0.845 | 0.702 | 1.7751 |  | 0.5 |  | 11.0 | 170.5 | 138.6 | 127.875 | 99 | 34.1 | 33 | 0 | 0 | 82.5 | 170.5 | 165 | 170.5 | 302.6627 | 246.0355 | 226.997 | 175.7396 | 60.5325 | 58.5799 | 0 | 0 | 146.4497 | 302.6627 | 292.8994 | 302.6627 | 1191.575 | 2115.2219 | 0.14757
7936 | Electric heating | Electric wall heater | EWH-29 | Heating 1 |  | 2 |  |  |  |  | 2.680965147453080 | 0.75 | 0.845 | 0.702 | 1.7751 |  | 0.5 |  | 11.0 | 170.5 | 138.6 | 127.875 | 99 | 34.1 | 33 | 0 | 0 | 82.5 | 170.5 | 165 | 170.5 | 302.6627 | 246.0355 | 226.997 | 175.7396 | 60.5325 | 58.5799 | 0 | 0 | 146.4497 | 302.6627 | 292.8994 | 302.6627 | 1191.575 | 2115.2219 | 0.14757
7937 | Electric heating | Electric wall heater | EWH-30 | Heating 1 |  | 2 |  |  |  |  | 2.680965147453080 | 0.75 | 0.845 | 0.702 | 1.7751 |  | 0.5 |  | 11.0 | 170.5 | 138.6 | 127.875 | 99 | 34.1 | 33 | 0 | 0 | 82.5 | 170.5 | 165 | 170.5 | 302.6627 | 246.0355 | 226.997 | 175.7396 | 60.5325 | 58.5799 | 0 | 0 | 146.4497 | 302.6627 | 292.8994 | 302.6627 | 1191.575 | 2115.2219 | 0.14757
7938 | Electric heating | Electric wall heater | EWH-31 | Heating 1 |  | 2 |  |  |  |  | 2.680965147453080 | 0.75 | 0.845 | 0.702 | 1.7751 |  | 0.5 |  | 11.0 | 170.5 | 138.6 | 127.875 | 99 | 34.1 | 33 | 0 | 0 | 82.5 | 170.5 | 165 | 170.5 | 302.6627 | 246.0355 | 226.997 | 175.7396 | 60.5325 | 58.5799 | 0 | 0 | 146.4497 | 302.6627 | 292.8994 | 302.6627 | 1191.575 | 2115.2219 | 0.14757
7939 | Electric heating | Electric wall heater | EWH-32 | Heating 1 |  | 2 |  |  |  |  | 2.680965147453080 | 0.75 | 0.845 | 0.702 | 1.7751 |  | 0.5 |  | 11.0 | 170.5 | 138.6 | 127.875 | 99 | 34.1 | 33 | 0 | 0 | 82.5 | 170.5 | 165 | 170.5 | 302.6627 | 246.0355 | 226.997 | 175.7396 | 60.5325 | 58.5799 | 0 | 0 | 146.4497 | 302.6627 | 292.8994 | 302.6627 | 1191.575 | 2115.2219 | 0.14757
7940 | Electric heating | Electric wall heater | EWH-33 | Heating 1 |  | 2 |  |  |  |  | 2.680965147453080 | 0.75 | 0.845 | 0.702 | 1.7751 |  | 0.5 |  | 11.0 | 170.5 | 138.6 | 127.875 | 99 | 34.1 | 33 | 0 | 0 | 82.5 | 170.5 | 165 | 170.5 | 302.6627 | 246.0355 | 226.997 | 175.7396 | 60.5325 | 58.5799 | 0 | 0 | 146.4497 | 302.6627 | 292.8994 | 302.6627 | 1191.575 | 2115.2219 | 0.14757
7941 | Electric heating | Electric wall heater | EWH-28 | Heating 1 |  | 2 |  |  |  |  | 2.680965147453080 | 0.75 | 0.845 | 0.702 | 1.7751 |  | 0.5 |  | 11.0 | 170.5 | 138.6 | 127.875 | 99 | 34.1 | 33 | 0 | 0 | 82.5 | 170.5 | 165 | 170.5 | 302.6627 | 246.0355 | 226.997 | 175.7396 | 60.5325 | 58.5799 | 0 | 0 | 146.4497 | 302.6627 | 292.8994 | 302.6627 | 1191.575 | 2115.2219 | 0.14888
7942 | Electric heating | Electric wall heater | EWH-29 | Heating 1 |  | 2 |  |  |  |  | 2.680965147453080 | 0.75 | 0.845 | 0.702 | 1.7751 |  | 0.5 |  | 11.0 | 170.5 | 138.6 | 127.875 | 99 | 34.1 | 33 | 0 | 0 | 82.5 | 170.5 | 165 | 170.5 | 302.6627 | 246.0355 | 226.997 | 175.7396 | 60.5325 | 58.5799 | 0 | 0 | 146.4497 | 302.6627 | 292.8994 | 302.6627 | 1191.575 | 2115.2219 | 0.14888
7943 | Electric heating | Electric wall heater | EWH-30 | Heating 1 |  | 2 |  |  |  |  | 2.680965147453080 | 0.75 | 0.845 | 0.702 | 1.7751 |  | 0.5 |  | 11.0 | 170.5 | 138.6 | 127.875 | 99 | 34.1 | 33 | 0 | 0 | 82.5 | 170.5 | 165 | 170.5 | 302.6627 | 246.0355 | 226.997 | 175.7396 | 60.5325 | 58.5799 | 0 | 0 | 146.4497 | 302.6627 | 292.8994 | 302.6627 | 1191.575 | 2115.2219 | 0.14888
7944 | Electric heating | Electric wall heater | EWH-31 | Heating 1 |  | 2 |  |  |  |  | 2.680965147453080 | 0.75 | 0.845 | 0.702 | 1.7751 |  | 0.5 |  | 11.0 | 170.5 | 138.6 | 127.875 | 99 | 34.1 | 33 | 0 | 0 | 82.5 | 170.5 | 165 | 170.5 | 302.6627 | 246.0355 | 226.997 | 175.7396 | 60.5325 | 58.5799 | 0 | 0 | 146.4497 | 302.6627 | 292.8994 | 302.6627 | 1191.575 | 2115.2219 | 0.14888
7945 | Electric heating | Electric wall heater | EWH-32 | Heating 1 |  | 2 |  |  |  |  | 2.680965147453080 | 0.75 | 0.845 | 0.702 | 1.7751 |  | 0.5 |  | 11.0 | 170.5 | 138.6 | 127.875 | 99 | 34.1 | 33 | 0 | 0 | 82.5 | 170.5 | 165 | 170.5 | 302.6627 | 246.0355 | 226.997 | 175.7396 | 60.5325 | 58.5799 | 0 | 0 | 146.4497 | 302.6627 | 292.8994 | 302.6627 | 1191.575 | 2115.2219 | 0.14888
7946 | Electric heating | Electric wall heater | EWH-33 | Heating 1 |  | 2 |  |  |  |  | 2.680965147453080 | 0.75 | 0.845 | 0.702 | 1.7751 |  | 0.5 |  | 11.0 | 170.5 | 138.6 | 127.875 | 99 | 34.1 | 33 | 0 | 0 | 82.5 | 170.5 | 165 | 170.5 | 302.6627 | 246.0355 | 226.997 | 175.7396 | 60.5325 | 58.5799 | 0 | 0 | 146.4497 | 302.6627 | 292.8994 | 302.6627 | 1191.575 | 2115.2219 | 0.14888
7947 | Electric heating | Heat Revovery Ventilator | HRV-1 | Heating 1 |  | 5 |  |  |  |  | 6.702412868632710 | 1 | 1 | 0.758 | 5 |  | 0 | All Day | 24.0 | 0 | 0 | 0 | 0 | 0 | 0 | 0 | 0 | 0 | 0 | 0 | 0 | 0 | 0 | 0 | 0 | 0 | 0 | 0 | 0 | 0 | 0 | 0 | 0 | 0 | 0 | 0
7948 | Electric heating | Unit Heater |  | Heating 1 |  | 5 |  |  |  |  | 6.702412868632710 | 1 | 1 | 1 | 5 |  | 0 | All Day | 24.0 | 0 | 0 | 0 | 0 | 0 | 0 | 0 | 0 | 0 | 0 | 0 | 0 | 0 | 0 | 0 | 0 | 0 | 0 | 0 | 0 | 0 | 0 | 0 | 0 | 0 | 0 | 0
7949 | AC system | Ch#3 Compressor | 41-08-019 |  |  | 5 |  |  |  |  | 6.702412868632710 | 0.75 | 0.87 | 0.758 | 4.3103 | [28 empty] | 0 | 0 | 0
7950 | Miscellaneous electricity | Oven |  | Uniform |  | 5 |  |  |  |  | 6.702412868632710 | 1 | 1 | 0.758 | 5 |  | 1 |  | 3.0 | 93 | 84 | 93 | 90 | 93 | 90 | 93 | 93 | 90 | 93 | 90 | 93 | 465 | 420 | 465 | 450 | 465 | 450 | 465 | 465 | 450 | 465 | 450 | 465 | 1095 | 5475 | 0.50748
7951 | Domestic hot water | DHW tank | DHW-T | Uniform |  | 5 |  |  |  |  | 6.702412868632710 | 0.75 | 0.87 | 0.758 | 4.3103 |  | 0.5 | All Day | 24.0 | 372 | 336 | 372 | 360 | 372 | 360 | 372 | 372 | 360 | 372 | 360 | 372 | 1603.4483 | 1448.2759 | 1603.4483 | 1551.7241 | 1603.4483 | 1551.7241 | 1603.4483 | 1603.4483 | 1551.7241 | 1603.4483 | 1551.7241 | 1603.4483 | 4380 | 18879.3103 | 0.13134
7952 | Electric heating | Unit Heater |  | Heating 1 |  | 5 |  |  |  |  | 6.702412868632710 | 1 | 1 | 1 | 5 |  | 0.5 | All Day | 24.0 | 372 | 302.4 | 260.4 | 180 | 148.8 | 0 | 9.3 | 9.3 | 72 | 148.8 | 324 | 372 | 1860 | 1512 | 1302 | 900 | 744 | 0 | 46.5 | 46.5 | 360 | 744 | 1620 | 1860 | 2199 | 10995 | 1.8963
7953 | Electric heating | Unit Heater |  | Heating 1 |  | 5 |  |  |  |  | 6.702412868632710 | 1 | 1 | 1 | 5 |  | 0.5 | All Day | 24.0 | 372 | 302.4 | 260.4 | 180 | 148.8 | 0 | 9.3 | 9.3 | 72 | 148.8 | 324 | 372 | 1860 | 1512 | 1302 | 900 | 744 | 0 | 46.5 | 46.5 | 360 | 744 | 1620 | 1860 | 2199 | 10995 | 1.8963
7954 | Miscellaneous electricity | Dryers |  | Uniform |  | 5 |  |  |  |  | 6.702412868632710 | 0.75 | 0.87 | 0.758 | 4.3103 |  | 0.1 | All Day | 24.0 | 74.4 | 67.2 | 74.4 | 72 | 74.4 | 72 | 74.4 | 74.4 | 72 | 74.4 | 72 | 74.4 | 320.6897 | 289.6552 | 320.6897 | 310.3448 | 320.6897 | 310.3448 | 320.6897 | 320.6897 | 310.3448 | 320.6897 | 310.3448 | 320.6897 | 876 | 3775.8621 | 1.5644
7955 | Domestic hot water | DHW | DHWT | Uniform |  | 5 |  |  |  |  | 6.702412868632710 | 0.75 | 0.87 | 0.758 | 4.3103 |  | 0.2 | All Day | 24.0 | 148.8 | 134.4 | 148.8 | 144 | 148.8 | 144 | 148.8 | 148.8 | 144 | 148.8 | 144 | 148.8 | 641.3793 | 579.3103 | 641.3793 | 620.6897 | 641.3793 | 620.6897 | 641.3793 | 641.3793 | 620.6897 | 641.3793 | 620.6897 | 641.3793 | 1752 | 7551.7241 | 0.052535
7956 | AC System | Water Cooled Heat Pump |  | Cooling 1 |  | 5 |  |  |  |  | 6.702412868632710 | 0.75 | 0.87 | 0.758 | 4.3103 |  | 0.5 | Occupied | 12.0 | 0 | 0 | 0 | 144 | 74.4 | 108 | 130.2 | 186 | 108 | 74.4 | 0 | 0 | 0 | 0 | 0 | 620.6897 | 320.6897 | 465.5172 | 561.2069 | 801.7241 | 465.5172 | 320.6897 | 0 | 0 | 825 | 3556.0345 | 0.42541
7957 | AC System | Water Cooled Heat Pump |  | Cooling 1 |  | 5 |  |  |  |  | 6.702412868632710 | 0.75 | 0.87 | 0.758 | 4.3103 |  | 0.5 | Occupied | 12.0 | 0 | 0 | 0 | 144 | 74.4 | 108 | 130.2 | 186 | 108 | 74.4 | 0 | 0 | 0 | 0 | 0 | 620.6897 | 320.6897 | 465.5172 | 561.2069 | 801.7241 | 465.5172 | 320.6897 | 0 | 0 | 825 | 3556.0345 | 0.42541
7958 | AC System | Water Cooled Heat Pump |  | Cooling 1 |  | 5 |  |  |  |  | 6.702412868632710 | 0.75 | 0.87 | 0.758 | 4.3103 |  | 0.5 | Occupied | 12.0 | 0 | 0 | 0 | 144 | 74.4 | 108 | 130.2 | 186 | 108 | 74.4 | 0 | 0 | 0 | 0 | 0 | 620.6897 | 320.6897 | 465.5172 | 561.2069 | 801.7241 | 465.5172 | 320.6897 | 0 | 0 | 825 | 3556.0345 | 0.42541
7959 | AC System | Water Cooled Heat Pump |  | Cooling 1 |  | 5 |  |  |  |  | 6.702412868632710 | 0.75 | 0.87 | 0.758 | 4.3103 |  | 0.5 | Occupied | 12.0 | 0 | 0 | 0 | 144 | 74.4 | 108 | 130.2 | 186 | 108 | 74.4 | 0 | 0 | 0 | 0 | 0 | 620.6897 | 320.6897 | 465.5172 | 561.2069 | 801.7241 | 465.5172 | 320.6897 | 0 | 0 | 825 | 3556.0345 | 0.42541
7960 | AC System | Water Cooled Heat Pump |  | Cooling 1 |  | 5 |  |  |  |  | 6.702412868632710 | 0.75 | 0.87 | 0.758 | 4.3103 |  | 0.5 | Occupied | 12.0 | 0 | 0 | 0 | 144 | 74.4 | 108 | 130.2 | 186 | 108 | 74.4 | 0 | 0 | 0 | 0 | 0 | 620.6897 | 320.6897 | 465.5172 | 561.2069 | 801.7241 | 465.5172 | 320.6897 | 0 | 0 | 825 | 3556.0345 | 0.42541
7961 | AC System | Water Cooled Heat Pump |  | Cooling 1 |  | 5 |  |  |  |  | 6.702412868632710 | 0.75 | 0.87 | 0.758 | 4.3103 |  | 0.5 | Occupied | 12.0 | 0 | 0 | 0 | 144 | 74.4 | 108 | 130.2 | 186 | 108 | 74.4 | 0 | 0 | 0 | 0 | 0 | 620.6897 | 320.6897 | 465.5172 | 561.2069 | 801.7241 | 465.5172 | 320.6897 | 0 | 0 | 825 | 3556.0345 | 0.42541
7962 | Ventilation | Supply Fan | AHU-3 | Uniform |  | 5 |  |  |  |  | 6.702412868632710 | 0.75 | 0.87 | 0.758 | 4.3103 | 1 | 1 | AHU-3 | 8.0 | 248 | 224 | 248 | 240 | 248 | 240 | 248 | 248 | 240 | 248 | 240 | 248 | 483.8177 | 477.5925 | 606.501 | 692.4049 | 890.3037 | 999.7683 | 1062.8269 | 1067.8858 | 950.9451 | 750.472 | 551.5452 | 490.0623 | 2920 | 9024.1253 | 1.0705
7963 | Ventilation | Supply Fan | AHU-2 | Uniform |  | 5 |  |  |  |  | 6.702412868632710 | 0.75 | 0.87 | 0.758 | 4.3103 | 1 | 1 | AHU-2 | 16.0 | 496 | 448 | 496 | 480 | 496 | 480 | 496 | 496 | 480 | 496 | 480 | 496 | 1399.8048 | 1299.5754 | 1519.5341 | 1603.4753 | 1868.0222 | 1990.4346 | 2110.4631 | 2122.6318 | 1915.5429 | 1696.2482 | 1443.3984 | 1411.0701 | 5840 | 20380.2009 | 2.4177
7964 | Electric heating | Duct Heater | DH-1 | Heating 1 |  | 5 |  |  |  |  | 6.702412868632710 | 0.75 | 0.87 | 0.758 | 4.3103 |  | 0.5 | All Day | 24.0 | 372 | 336 | 148.8 | 126 | 74.4 | 36 | 37.2 | 37.2 | 108 | 148.8 | 252 | 297.6 | 1603.4483 | 1448.2759 | 641.3793 | 543.1034 | 320.6897 | 155.1724 | 160.3448 | 160.3448 | 465.5172 | 641.3793 | 1086.2069 | 1282.7586 | 1974 | 8508.6207 | 10.5651
7965 | Electric heating | EDH | FCU-1 | Heating 1 |  | 5 |  |  |  |  | 6.702412868632710 | 0.75 | 0.87 | 0.758 | 4.3103 |  | 0.25 | Occupied | 19.25 | 149.1875 | 134.75 | 104.4313 | 101.0625 | 29.8375 | 0 | 3.7297 | 3.7297 | 57.75 | 119.35 | 115.5 | 149.1875 | 643.0496 | 580.819 | 450.1347 | 435.6142 | 128.6099 | 0 | 16.0762 | 16.0762 | 248.9224 | 514.4397 | 497.8448 | 643.0496 | 968.5156 | 4174.6363 | 2.3945
7966 | Electric heating | EDH | FCU-2 | Heating 1 |  | 5 |  |  |  |  | 6.702412868632710 | 0.75 | 0.87 | 0.758 | 4.3103 |  | 0.25 | Occupied | 19.25 | 149.1875 | 134.75 | 104.4313 | 101.0625 | 29.8375 | 0 | 3.7297 | 3.7297 | 57.75 | 119.35 | 115.5 | 149.1875 | 643.0496 | 580.819 | 450.1347 | 435.6142 | 128.6099 | 0 | 16.0762 | 16.0762 | 248.9224 | 514.4397 | 497.8448 | 643.0496 | 968.5156 | 4174.6363 | 2.3945
7967 | Electric heating | EDH | FCU-3 | Heating 1 |  | 5 |  |  |  |  | 6.702412868632710 | 0.75 | 0.87 | 0.758 | 4.3103 |  | 0.25 | Occupied | 19.25 | 149.1875 | 134.75 | 104.4313 | 101.0625 | 29.8375 | 0 | 3.7297 | 3.7297 | 57.75 | 119.35 | 115.5 | 149.1875 | 643.0496 | 580.819 | 450.1347 | 435.6142 | 128.6099 | 0 | 16.0762 | 16.0762 | 248.9224 | 514.4397 | 497.8448 | 643.0496 | 968.5156 | 4174.6363 | 2.3945
7968 | Heat pump | Compressor |  | Heat Pump |  | 5 |  |  |  |  | 6.702412868632710 | 0.75 | 0.87 | 0.758 | 4.3103 |  | 0.5 | Occupied | 20.5 | 317.75 | 258.3 | 254.2 | 61.5 | 95.325 | 153.75 | 317.75 | 317.75 | 215.25 | 190.65 | 276.75 | 317.75 | 1369.6121 | 1113.3621 | 1095.6897 | 265.0862 | 410.8836 | 662.7155 | 1369.6121 | 1369.6121 | 927.8017 | 821.7672 | 1192.8879 | 1369.6121 | 2776.725 | 11968.6422 | 1.7291
7969 | Electric Heating | Electric Convection Cabinet Heater |  | Heating 1 |  | 5 |  |  |  |  | 6.702412868632710 | 1 | 1 | 1 | 5 |  | 0.1 |  | 24.0 | 74.4 | 0 | 55.8 | 36 | 29.76 | 14.4 | 1.86 | 1.86 | 1.8 | 52.08 | 28.8 | 52.08 | 372 | 0 | 279 | 180 | 148.8 | 72 | 9.3 | 9.3 | 9 | 260.4 | 144 | 260.4 | 348.84 | 1744.2 | 0.12189
7970 | Electric Heating | Electric Unit Heater |  | Heating 1 |  | 5 |  |  |  |  | 6.702412868632710 | 1 | 1 | 1 | 5 |  | 0.1 |  | 24.0 | 74.4 | 0 | 55.8 | 36 | 29.76 | 14.4 | 1.86 | 1.86 | 1.8 | 52.08 | 28.8 | 52.08 | 372 | 0 | 279 | 180 | 148.8 | 72 | 9.3 | 9.3 | 9 | 260.4 | 144 | 260.4 | 348.84 | 1744.2 | 0.12189
7971 | Electric Heating | Electric Unit Heater |  | Heating 1 |  | 5 |  |  |  |  | 6.702412868632710 | 1 | 1 | 1 | 5 |  | 0.1 |  | 24.0 | 74.4 | 0 | 55.8 | 36 | 29.76 | 14.4 | 1.86 | 1.86 | 1.8 | 52.08 | 28.8 | 52.08 | 372 | 0 | 279 | 180 | 148.8 | 72 | 9.3 | 9.3 | 9 | 260.4 | 144 | 260.4 | 348.84 | 1744.2 | 0.12189
7972 | Electric Heating | Electric Unit Heater |  | Heating 1 |  | 5 |  |  |  |  | 6.702412868632710 | 1 | 1 | 1 | 5 |  | 0.1 |  | 24.0 | 74.4 | 0 | 55.8 | 36 | 29.76 | 14.4 | 1.86 | 1.86 | 1.8 | 52.08 | 28.8 | 52.08 | 372 | 0 | 279 | 180 | 148.8 | 72 | 9.3 | 9.3 | 9 | 260.4 | 144 | 260.4 | 348.84 | 1744.2 | 0.12189
7973 | Electric Heating | Electric Unit Heater |  | Heating 1 |  | 5 |  |  |  |  | 6.702412868632710 | 1 | 1 | 1 | 5 |  | 0.1 |  | 24.0 | 74.4 | 0 | 55.8 | 36 | 29.76 | 14.4 | 1.86 | 1.86 | 1.8 | 52.08 | 28.8 | 52.08 | 372 | 0 | 279 | 180 | 148.8 | 72 | 9.3 | 9.3 | 9 | 260.4 | 144 | 260.4 | 348.84 | 1744.2 | 0.12189
7974 | Electric Heating | Electric Unit Heater |  | Heating 1 |  | 5 |  |  |  |  | 6.702412868632710 | 1 | 1 | 1 | 5 |  | 0.1 |  | 24.0 | 74.4 | 0 | 55.8 | 36 | 29.76 | 14.4 | 1.86 | 1.86 | 1.8 | 52.08 | 28.8 | 52.08 | 372 | 0 | 279 | 180 | 148.8 | 72 | 9.3 | 9.3 | 9 | 260.4 | 144 | 260.4 | 348.84 | 1744.2 | 0.12189
7975 | Electric heating | Electric Pre heating coil | PHC-1 | HRV |  | 5 |  |  |  |  | 6.702412868632710 | 0.75 | 0.87 | 0.758 | 4.3103 |  | 1 | All Day | 24.0 | 744 | 604.8 | 446.4 | 360 | 223.2 | 144 | 74.4 | 74.4 | 216 | 297.6 | 504 | 669.6 | 3206.8966 | 2606.8966 | 1924.1379 | 1551.7241 | 962.069 | 620.6897 | 320.6897 | 320.6897 | 931.0345 | 1282.7586 | 2172.4138 | 2886.2069 | 4358.4 | 18786.2069 | 0.90065
7976 | Electric heating | Electric Pre heating coil | PHC-4 | HRV |  | 5 |  |  |  |  | 6.702412868632710 | 0.75 | 0.87 | 0.758 | 4.3103 |  | 1 | All Day | 24.0 | 744 | 604.8 | 446.4 | 360 | 223.2 | 144 | 74.4 | 74.4 | 216 | 297.6 | 504 | 669.6 | 3206.8966 | 2606.8966 | 1924.1379 | 1551.7241 | 962.069 | 620.6897 | 320.6897 | 320.6897 | 931.0345 | 1282.7586 | 2172.4138 | 2886.2069 | 4358.4 | 18786.2069 | 0.90065
7977 | Electric heating | Electric Pre heating coil | PHC-5 | HRV |  | 5 |  |  |  |  | 6.702412868632710 | 0.75 | 0.87 | 0.758 | 4.3103 |  | 1 | All Day | 24.0 | 744 | 604.8 | 446.4 | 360 | 223.2 | 144 | 74.4 | 74.4 | 216 | 297.6 | 504 | 669.6 | 3206.8966 | 2606.8966 | 1924.1379 | 1551.7241 | 962.069 | 620.6897 | 320.6897 | 320.6897 | 931.0345 | 1282.7586 | 2172.4138 | 2886.2069 | 4358.4 | 18786.2069 | 0.90065
7978 | Electric heating | Electric Pre heating coil | PHC-6 | HRV |  | 5 |  |  |  |  | 6.702412868632710 | 0.75 | 0.87 | 0.758 | 4.3103 |  | 1 | All Day | 24.0 | 744 | 604.8 | 446.4 | 360 | 223.2 | 144 | 74.4 | 74.4 | 216 | 297.6 | 504 | 669.6 | 3206.8966 | 2606.8966 | 1924.1379 | 1551.7241 | 962.069 | 620.6897 | 320.6897 | 320.6897 | 931.0345 | 1282.7586 | 2172.4138 | 2886.2069 | 4358.4 | 18786.2069 | 0.90065
7979 | Electric heating | Electric Pre heating coil | PHC-7 | HRV |  | 5 |  |  |  |  | 6.702412868632710 | 0.75 | 0.87 | 0.758 | 4.3103 |  | 1 | All Day | 24.0 | 744 | 604.8 | 446.4 | 360 | 223.2 | 144 | 74.4 | 74.4 | 216 | 297.6 | 504 | 669.6 | 3206.8966 | 2606.8966 | 1924.1379 | 1551.7241 | 962.069 | 620.6897 | 320.6897 | 320.6897 | 931.0345 | 1282.7586 | 2172.4138 | 2886.2069 | 4358.4 | 18786.2069 | 0.90065
7980 | Electric heating | Electric Pre heating coil | PHC-8 | HRV |  | 5 |  |  |  |  | 6.702412868632710 | 0.75 | 0.87 | 0.758 | 4.3103 |  | 1 | All Day | 24.0 | 744 | 604.8 | 446.4 | 360 | 223.2 | 144 | 74.4 | 74.4 | 216 | 297.6 | 504 | 669.6 | 3206.8966 | 2606.8966 | 1924.1379 | 1551.7241 | 962.069 | 620.6897 | 320.6897 | 320.6897 | 931.0345 | 1282.7586 | 2172.4138 | 2886.2069 | 4358.4 | 18786.2069 | 0.90065
7981 | Electric heating | Electric Pre heating coil | PHC-13 | HRV |  | 5 |  |  |  |  | 6.702412868632710 | 0.75 | 0.87 | 0.758 | 4.3103 |  | 1 | All Day | 24.0 | 744 | 604.8 | 446.4 | 360 | 223.2 | 144 | 74.4 | 74.4 | 216 | 297.6 | 504 | 669.6 | 3206.8966 | 2606.8966 | 1924.1379 | 1551.7241 | 962.069 | 620.6897 | 320.6897 | 320.6897 | 931.0345 | 1282.7586 | 2172.4138 | 2886.2069 | 4358.4 | 18786.2069 | 0.90065
7982 | Electric heating | Electric Pre heating coil | PHC-14 | HRV |  | 5 |  |  |  |  | 6.702412868632710 | 0.75 | 0.87 | 0.758 | 4.3103 |  | 1 | All Day | 24.0 | 744 | 604.8 | 446.4 | 360 | 223.2 | 144 | 74.4 | 74.4 | 216 | 297.6 | 504 | 669.6 | 3206.8966 | 2606.8966 | 1924.1379 | 1551.7241 | 962.069 | 620.6897 | 320.6897 | 320.6897 | 931.0345 | 1282.7586 | 2172.4138 | 2886.2069 | 4358.4 | 18786.2069 | 0.90065
7983 | AC system | DX Compressor | AC-1 | Cooling 1 |  | 5 |  |  |  |  | 6.702412868632710 | 0.75 | 0.87 | 0.758 | 4.3103 |  | 0.5 | All Day | 24.0 | 111.6 | 100.8 | 111.6 | 108 | 186 | 360 | 372 | 372 | 180 | 111.6 | 108 | 111.6 | 481.0345 | 434.4828 | 481.0345 | 465.5172 | 801.7241 | 1551.7241 | 1603.4483 | 1603.4483 | 775.8621 | 481.0345 | 465.5172 | 481.0345 | 2233.2 | 9625.8621 | 0.066964
7984 | AC system | Split DX unit | AC-1 | Cooling 1 |  | 5 |  |  |  |  | 6.702412868632710 | 0.75 | 0.87 | 0.758 | 4.3103 |  | 0.5 | All Day | 24.0 | 111.6 | 100.8 | 111.6 | 108 | 186 | 360 | 372 | 372 | 180 | 111.6 | 108 | 111.6 | 481.0345 | 434.4828 | 481.0345 | 465.5172 | 801.7241 | 1551.7241 | 1603.4483 | 1603.4483 | 775.8621 | 481.0345 | 465.5172 | 481.0345 | 2233.2 | 9625.8621 | 0.066964
7985 | AC system | AC system | AC-1 | Cooling 1 |  | 5 |  |  |  |  | 6.702412868632710 | 0.75 | 0.87 | 0.758 | 4.3103 |  | 0.5 | All Day | 24.0 | 111.6 | 100.8 | 111.6 | 108 | 186 | 360 | 372 | 372 | 180 | 111.6 | 108 | 111.6 | 481.0345 | 434.4828 | 481.0345 | 465.5172 | 801.7241 | 1551.7241 | 1603.4483 | 1603.4483 | 775.8621 | 481.0345 | 465.5172 | 481.0345 | 2233.2 | 9625.8621 | 0.066964
7986 | AC system | AC system | AC-2 | Cooling 1 |  | 5 |  |  |  |  | 6.702412868632710 | 0.75 | 0.87 | 0.758 | 4.3103 |  | 0.5 | All Day | 24.0 | 111.6 | 100.8 | 111.6 | 108 | 186 | 360 | 372 | 372 | 180 | 111.6 | 108 | 111.6 | 481.0345 | 434.4828 | 481.0345 | 465.5172 | 801.7241 | 1551.7241 | 1603.4483 | 1603.4483 | 775.8621 | 481.0345 | 465.5172 | 481.0345 | 2233.2 | 9625.8621 | 0.066964
7987 | AC system | Condensing Unit | CU-2 | Cooling 1 |  | 5 |  |  |  |  | 6.702412868632710 | 0.75 | 0.87 | 0.758 | 4.3103 |  | 1 | All Day | 24.0 | 223.2 | 201.6 | 223.2 | 216 | 372 | 720 | 744 | 744 | 360 | 223.2 | 216 | 223.2 | 962.069 | 868.9655 | 962.069 | 931.0345 | 1603.4483 | 3103.4483 | 3206.8966 | 3206.8966 | 1551.7241 | 962.069 | 931.0345 | 962.069 | 4466.4 | 19251.7241 | 0.13393
7988 | Electric heating | Unit Heater |  | Heating 1 |  | 5 |  |  |  |  | 6.702412868632710 | 1 | 1 | 0.758 | 5 |  | 0.2 | All Day | 24.0 | 141.36 | 134.4 | 119.04 | 108 | 66.96 | 28.8 | 3.72 | 3.72 | 3.6 | 66.96 | 108 | 141.36 | 706.8 | 672 | 595.2 | 540 | 334.8 | 144 | 18.6 | 18.6 | 18 | 334.8 | 540 | 706.8 | 925.92 | 4629.6 | 0.42912
7989 | Electric heating | Unit Heater |  | Heating 1 |  | 5 |  |  |  |  | 6.702412868632710 | 1 | 1 | 0.758 | 5 |  | 0.2 | All Day | 24.0 | 141.36 | 134.4 | 119.04 | 108 | 66.96 | 28.8 | 3.72 | 3.72 | 3.6 | 66.96 | 108 | 141.36 | 706.8 | 672 | 595.2 | 540 | 334.8 | 144 | 18.6 | 18.6 | 18 | 334.8 | 540 | 706.8 | 925.92 | 4629.6 | 0.42912
7990 | Electric heating | Electric Heater |  | Heating 2 |  | 5 |  |  |  |  | 6.702412868632710 | 0.75 | 0.87 | 0.758 | 4.3103 |  | 0.5 | Occupied | 9.428571428571430 | 146.1429 | 112.2 | 94.9929 | 70.7143 | 58.4571 | 14.1429 | 14.6143 | 14.6143 | 14.1429 | 29.2286 | 99 | 146.1429 | 629.9261 | 483.6207 | 409.452 | 304.803 | 251.9704 | 60.9606 | 62.9926 | 62.9926 | 60.9606 | 125.9852 | 426.7241 | 629.9261 | 814.3929 | 3510.314 | 9.2667
7991 | Electric heating | Unit Heater |  | Heating 1 |  | 5 |  |  |  |  | 6.702412868632710 | 1 | 1 | 1 | 5 |  | 0.15 | All Day | 24.0 | 111.6 | 90.72 | 78.12 | 54 | 44.64 | 0 | 2.79 | 2.79 | 21.6 | 44.64 | 97.2 | 111.6 | 558 | 453.6 | 390.6 | 270 | 223.2 | 0 | 13.95 | 13.95 | 108 | 223.2 | 486 | 558 | 659.7 | 3298.5 | 0.56888
7992 | Electric heating | Unit Heater |  | Heating 1 |  | 5 |  |  |  |  | 6.702412868632710 | 1 | 1 | 1 | 5 |  | 0.6 | All Day | 24.0 | 446.4 | 362.88 | 312.48 | 216 | 178.56 | 0 | 11.16 | 11.16 | 86.4 | 178.56 | 388.8 | 446.4 | 2232 | 1814.4 | 1562.4 | 1080 | 892.8 | 0 | 55.8 | 55.8 | 432 | 892.8 | 1944 | 2232 | 2638.8 | 13194 | 2.2755
7993 | Electric heating | Unit Heater |  | Heating 1 |  | 5 |  |  |  |  | 6.702412868632710 | 1 | 1 | 1 | 5 |  | 0.6 | All Day | 24.0 | 446.4 | 362.88 | 312.48 | 216 | 178.56 | 0 | 11.16 | 11.16 | 86.4 | 178.56 | 388.8 | 446.4 | 2232 | 1814.4 | 1562.4 | 1080 | 892.8 | 0 | 55.8 | 55.8 | 432 | 892.8 | 1944 | 2232 | 2638.8 | 13194 | 2.2755
7994 | Ventilation | Exhaust Fan | EF-10 | Uniform | 0.3333333333333330 | [5 empty] | 0.3333333333333330 | 0.75 | 0.75 | 0.7 | 0.24867 |  | 0.5 | 24/7 | 24.0 | 372 | 336 | 372 | 360 | 372 | 360 | 372 | 372 | 360 | 372 | 360 | 372 | 92.504 | 83.552 | 92.504 | 89.52 | 92.504 | 89.52 | 92.504 | 92.504 | 89.52 | 92.504 | 89.52 | 92.504 | 4380 | 1089.16 | 0.10905
7995 | Ventilation | Exhaust Fan | EF-11 | Uniform | 0.3333333333333330 | [5 empty] | 0.3333333333333330 | 0.75 | 0.75 | 0.7 | 0.24867 |  | 0.5 | 24/7 | 24.0 | 372 | 336 | 372 | 360 | 372 | 360 | 372 | 372 | 360 | 372 | 360 | 372 | 92.504 | 83.552 | 92.504 | 89.52 | 92.504 | 89.52 | 92.504 | 92.504 | 89.52 | 92.504 | 89.52 | 92.504 | 4380 | 1089.16 | 0.10905
7996 | Ventilation | Exhaust Fan | EF-12 | Uniform | 0.3333333333333330 | [5 empty] | 0.3333333333333330 | 0.75 | 0.75 | 0.7 | 0.24867 |  | 0.5 | 24/7 | 24.0 | 372 | 336 | 372 | 360 | 372 | 360 | 372 | 372 | 360 | 372 | 360 | 372 | 92.504 | 83.552 | 92.504 | 89.52 | 92.504 | 89.52 | 92.504 | 92.504 | 89.52 | 92.504 | 89.52 | 92.504 | 4380 | 1089.16 | 0.10905
7997 | Pump | Sprinkler Pump | P-S | Uniform | 0.3333333333333330 | [5 empty] | 0.3333333333333330 | 0.75 | 0.75 | 0.7 | 0.24867 |  | 1 | All Day | 24.0 | 744 | 672 | 744 | 720 | 744 | 720 | 744 | 744 | 720 | 744 | 720 | 744 | 185.008 | 167.104 | 185.008 | 179.04 | 185.008 | 179.04 | 185.008 | 185.008 | 179.04 | 185.008 | 179.04 | 185.008 | 8760 | 2178.32 | 1.4468
7998 | Ventilation | Exhaust Fan | EF-1 | Uniform | 0.3333333333333330 | [5 empty] | 0.3333333333333330 | 0.75 | 0.75 | 0.7 | 0.24867 |  | 1 | All Day | 24.0 | 744 | 672 | 744 | 720 | 744 | 720 | 744 | 744 | 720 | 744 | 720 | 744 | 185.008 | 167.104 | 185.008 | 179.04 | 185.008 | 179.04 | 185.008 | 185.008 | 179.04 | 185.008 | 179.04 | 185.008 | 8760 | 2178.32 | 0.63149
7999 | Ventilation | Exhaust Fan | EF-4 | Uniform | 0.3333333333333330 | [5 empty] | 0.3333333333333330 | 0.75 | 0.75 | 0.7 | 0.24867 |  | 1 | All Day | 24.0 | 744 | 672 | 744 | 720 | 744 | 720 | 744 | 744 | 720 | 744 | 720 | 744 | 185.008 | 167.104 | 185.008 | 179.04 | 185.008 | 179.04 | 185.008 | 185.008 | 179.04 | 185.008 | 179.04 | 185.008 | 8760 | 2178.32 | 0.63149
8000 | Ventilation | Exhaust Fan | EF-10 | Uniform | 0.3333333333333330 | [5 empty] | 0.3333333333333330 | 0.75 | 0.75 | 0.7 | 0.24867 |  | 1 | All Day | 24.0 | 744 | 672 | 744 | 720 | 744 | 720 | 744 | 744 | 720 | 744 | 720 | 744 | 185.008 | 167.104 | 185.008 | 179.04 | 185.008 | 179.04 | 185.008 | 185.008 | 179.04 | 185.008 | 179.04 | 185.008 | 8760 | 2178.32 | 0.63149
8001 | Ventilation | Exhaust Fan | EF-35 | Uniform | 0.3333333333333330 | [5 empty] | 0.3333333333333330 | 0.75 | 0.75 | 0.7 | 0.24867 |  | 1 | All Day | 24.0 | 744 | 672 | 744 | 720 | 744 | 720 | 744 | 744 | 720 | 744 | 720 | 744 | 185.008 | 167.104 | 185.008 | 179.04 | 185.008 | 179.04 | 185.008 | 185.008 | 179.04 | 185.008 | 179.04 | 185.008 | 8760 | 2178.32 | 0.63149
8002 | Ventilation | Exhaust Fan | EF-46 | Uniform | 0.3333333333333330 | [5 empty] | 0.3333333333333330 | 0.75 | 0.75 | 0.7 | 0.24867 |  | 1 | All Day | 24.0 | 744 | 672 | 744 | 720 | 744 | 720 | 744 | 744 | 720 | 744 | 720 | 744 | 185.008 | 167.104 | 185.008 | 179.04 | 185.008 | 179.04 | 185.008 | 185.008 | 179.04 | 185.008 | 179.04 | 185.008 | 8760 | 2178.32 | 0.63149
8003 | Ventilation | Exhaust Fan | EF-51 | Uniform | 0.3333333333333330 | [5 empty] | 0.3333333333333330 | 0.75 | 0.75 | 0.7 | 0.24867 |  | 1 | All Day | 24.0 | 744 | 672 | 744 | 720 | 744 | 720 | 744 | 744 | 720 | 744 | 720 | 744 | 185.008 | 167.104 | 185.008 | 179.04 | 185.008 | 179.04 | 185.008 | 185.008 | 179.04 | 185.008 | 179.04 | 185.008 | 8760 | 2178.32 | 0.63149
8004 | Ventilation | EF | AX-17 | Uniform | 0.3333333333333330 | [5 empty] | 0.3333333333333330 | 0.75 | 0.75 | 0.7 | 0.24867 |  | 1 |  | 24.0 | 744 | 672 | 744 | 720 | 744 | 720 | 744 | 744 | 720 | 744 | 720 | 744 | 185.008 | 167.104 | 185.008 | 179.04 | 185.008 | 179.04 | 185.008 | 185.008 | 179.04 | 185.008 | 179.04 | 185.008 | 8760 | 2178.32 | 0.3334
8005 | Fume hoods | Fume Hood | FH3 | Uniform | 0.3333333333333330 |  | 1 |  | 115.0 |  | 0.3333333333333330 | 0.75 | 0.75 | 0.67 | 0.24867 |  | 1 |  | 24.0 | 744 | 672 | 744 | 720 | 744 | 720 | 744 | 744 | 720 | 744 | 720 | 744 | 185.008 | 167.104 | 185.008 | 179.04 | 185.008 | 179.04 | 185.008 | 185.008 | 179.04 | 185.008 | 179.04 | 185.008 | 8760 | 2178.32 | 0.3334
8006 | Fume hoods | Fume Hood | FH065J | Uniform | 0.3333333333333330 |  | 1 |  |  |  | 0.3333333333333330 | 0.75 | 0.75 | 0.67 | 0.24867 |  | 1 |  | 24.0 | 744 | 672 | 744 | 720 | 744 | 720 | 744 | 744 | 720 | 744 | 720 | 744 | 185.008 | 167.104 | 185.008 | 179.04 | 185.008 | 179.04 | 185.008 | 185.008 | 179.04 | 185.008 | 179.04 | 185.008 | 8760 | 2178.32 | 0.3334
8007 | Fume hoods | Fume Hood | FH116 | Uniform | 0.3333333333333330 |  | 1 |  |  |  | 0.3333333333333330 | 0.75 | 0.75 | 0.67 | 0.24867 |  | 1 |  | 24.0 | 744 | 672 | 744 | 720 | 744 | 720 | 744 | 744 | 720 | 744 | 720 | 744 | 185.008 | 167.104 | 185.008 | 179.04 | 185.008 | 179.04 | 185.008 | 185.008 | 179.04 | 185.008 | 179.04 | 185.008 | 8760 | 2178.32 | 0.3334
8008 | Fume hoods | Fume Hood | FH151 | Uniform | 0.3333333333333330 |  | 1 |  |  |  | 0.3333333333333330 | 0.75 | 0.75 | 0.67 | 0.24867 |  | 1 |  | 24.0 | 744 | 672 | 744 | 720 | 744 | 720 | 744 | 744 | 720 | 744 | 720 | 744 | 185.008 | 167.104 | 185.008 | 179.04 | 185.008 | 179.04 | 185.008 | 185.008 | 179.04 | 185.008 | 179.04 | 185.008 | 8760 | 2178.32 | 0.3334
8009 | Fume hoods | Fume Hood | 001-048 | Uniform | 0.3333333333333330 | [5 empty] | 0.3333333333333330 | 0.75 | 0.75 | 0.7 | 0.24867 |  | 1 |  | 24.0 | 744 | 672 | 744 | 720 | 744 | 720 | 744 | 744 | 720 | 744 | 720 | 744 | 185.008 | 167.104 | 185.008 | 179.04 | 185.008 | 179.04 | 185.008 | 185.008 | 179.04 | 185.008 | 179.04 | 185.008 | 8760 | 2178.32 | 0.3334
8010 | Fume hoods | Fume Hood | FH23 | Uniform | 0.3333333333333330 |  | 1 |  |  |  | 0.3333333333333330 | 0.75 | 0.75 | 0.67 | 0.24867 |  | 1 |  | 24.0 | 744 | 672 | 744 | 720 | 744 | 720 | 744 | 744 | 720 | 744 | 720 | 744 | 185.008 | 167.104 | 185.008 | 179.04 | 185.008 | 179.04 | 185.008 | 185.008 | 179.04 | 185.008 | 179.04 | 185.008 | 8760 | 2178.32 | 0.3334
8011 | Fume hoods | Fume Hood |  | Uniform | 0.3333333333333330 |  | 1 |  |  |  | 0.3333333333333330 | 0.75 | 0.75 | 0.67 | 0.24867 |  | 1 |  | 24.0 | 744 | 672 | 744 | 720 | 744 | 720 | 744 | 744 | 720 | 744 | 720 | 744 | 185.008 | 167.104 | 185.008 | 179.04 | 185.008 | 179.04 | 185.008 | 185.008 | 179.04 | 185.008 | 179.04 | 185.008 | 8760 | 2178.32 | 0.3334
8012 | Pump | Chiller Pump |  | Uniform | 0.3333333333333330 | 0.25 |  |  |  |  | 0.3333333333333330 | 0.75 | 0.75 | 0.7 | 0.24867 |  | 1 |  | 24.0 | 744 | 672 | 744 | 720 | 744 | 720 | 744 | 744 | 720 | 744 | 720 | 744 | 185.008 | 167.104 | 185.008 | 179.04 | 185.008 | 179.04 | 185.008 | 185.008 | 179.04 | 185.008 | 179.04 | 185.008 | 8760 | 2178.32 | 0.3334
8013 | Ventilation | Exhaust Fan | EF-1 | Uniform | 0.3333333333333330 | [5 empty] | 0.3333333333333330 | 0.75 | 0.75 | 0.7 | 0.24867 |  | 1 | All Day | 24.0 | 744 | 672 | 744 | 720 | 744 | 720 | 744 | 744 | 720 | 744 | 720 | 744 | 185.008 | 167.104 | 185.008 | 179.04 | 185.008 | 179.04 | 185.008 | 185.008 | 179.04 | 185.008 | 179.04 | 185.008 | 8760 | 2178.32 | 2.0268
8014 | Pump | Pump 1 - Main Heat Pump |  | Uniform | 0.3333333333333330 | [5 empty] | 0.3333333333333330 | 0.75 | 0.75 | 0.7 | 0.24867 |  | 1 | All Day | 24.0 | 744 | 672 | 744 | 720 | 744 | 720 | 744 | 744 | 720 | 744 | 720 | 744 | 185.008 | 167.104 | 185.008 | 179.04 | 185.008 | 179.04 | 185.008 | 185.008 | 179.04 | 185.008 | 179.04 | 185.008 | 8760 | 2178.32 | 2.8076
8015 | Pump | Pump 1 - Main Heat Pump |  | Uniform | 0.3333333333333330 | [5 empty] | 0.3333333333333330 | 0.75 | 0.75 | 0.7 | 0.24867 |  | 1 | All Day | 24.0 | 744 | 672 | 744 | 720 | 744 | 720 | 744 | 744 | 720 | 744 | 720 | 744 | 185.008 | 167.104 | 185.008 | 179.04 | 185.008 | 179.04 | 185.008 | 185.008 | 179.04 | 185.008 | 179.04 | 185.008 | 8760 | 2178.32 | 2.8076
8016 | Ventilation | Supply Fan | SF-1 | Uniform | 0.3333333333333330 | [5 empty] | 0.3333333333333330 | 0.75 | 0.75 | 0.7 | 0.24867 |  | 1 | All Day | 24.0 | 744 | 672 | 744 | 720 | 744 | 720 | 744 | 744 | 720 | 744 | 720 | 744 | 185.008 | 167.104 | 185.008 | 179.04 | 185.008 | 179.04 | 185.008 | 185.008 | 179.04 | 185.008 | 179.04 | 185.008 | 8760 | 2178.32 | 0.43182
8017 | Ventilation | Supply Fan | SF-2 | Uniform | 0.3333333333333330 | [5 empty] | 0.3333333333333330 | 0.75 | 0.75 | 0.7 | 0.24867 |  | 1 | All Day | 24.0 | 744 | 672 | 744 | 720 | 744 | 720 | 744 | 744 | 720 | 744 | 720 | 744 | 185.008 | 167.104 | 185.008 | 179.04 | 185.008 | 179.04 | 185.008 | 185.008 | 179.04 | 185.008 | 179.04 | 185.008 | 8760 | 2178.32 | 0.43182
8018 | Ventilation | Exhaust Fan | EF-16 | Uniform | 0.3333333333333330 | [5 empty] | 0.3333333333333330 | 0.75 | 0.75 | 0.7 | 0.24867 |  | 1 | 24/7 | 24.0 | 744 | 672 | 744 | 720 | 744 | 720 | 744 | 744 | 720 | 744 | 720 | 744 | 185.008 | 167.104 | 185.008 | 179.04 | 185.008 | 179.04 | 185.008 | 185.008 | 179.04 | 185.008 | 179.04 | 185.008 | 8760 | 2178.32 | 0.21811
8019 | Ventilation | Exhaust Fan | EF-6 | Uniform | 0.3333333333333330 | [5 empty] | 0.3333333333333330 | 0.75 | 0.75 | 0.7 | 0.24867 |  | 1 | All Day | 24.0 | 744 | 672 | 744 | 720 | 744 | 720 | 744 | 744 | 720 | 744 | 720 | 744 | 185.008 | 167.104 | 185.008 | 179.04 | 185.008 | 179.04 | 185.008 | 185.008 | 179.04 | 185.008 | 179.04 | 185.008 | 8760 | 2178.32 | 2.0761
8020 | Pump | DHW Pump |  | Uniform | 0.3333333333333330 | [5 empty] | 0.3333333333333330 | 0.75 | 0.75 | 0.7 | 0.24867 |  | 1 | All Day | 24.0 | 744 | 672 | 744 | 720 | 744 | 720 | 744 | 744 | 720 | 744 | 720 | 744 | 185.008 | 167.104 | 185.008 | 179.04 | 185.008 | 179.04 | 185.008 | 185.008 | 179.04 | 185.008 | 179.04 | 185.008 | 8760 | 2178.32 | 0.61485
8021 | Ventilation | Exhaust Fan | EF-16 | Uniform | 0.3333333333333330 | [5 empty] | 0.3333333333333330 | 0.75 | 0.75 | 0.7 | 0.24867 |  | 1 | All Day | 24.0 | 744 | 672 | 744 | 720 | 744 | 720 | 744 | 744 | 720 | 744 | 720 | 744 | 185.008 | 167.104 | 185.008 | 179.04 | 185.008 | 179.04 | 185.008 | 185.008 | 179.04 | 185.008 | 179.04 | 185.008 | 8760 | 2178.32 | 0.3919
8022 | Ventilation | Exhaust Fan | F4 | Uniform | 0.3333333333333330 | [5 empty] | 0.3333333333333330 | 0.75 | 0.75 | 0.7 | 0.24867 |  | 1 |  | 24.0 | 744 | 672 | 744 | 720 | 744 | 720 | 744 | 744 | 720 | 744 | 720 | 744 | 185.008 | 167.104 | 185.008 | 179.04 | 185.008 | 179.04 | 185.008 | 185.008 | 179.04 | 185.008 | 179.04 | 185.008 | 8760 | 2178.32 | 0.30256
8023 | Ventilation | Exhaust Fan |  | Uniform | 0.3333333333333330 | [5 empty] | 0.3333333333333330 | 0.75 | 0.75 | 0.7 | 0.24867 |  | 1 |  | 24.0 | 744 | 672 | 744 | 720 | 744 | 720 | 744 | 744 | 720 | 744 | 720 | 744 | 185.008 | 167.104 | 185.008 | 179.04 | 185.008 | 179.04 | 185.008 | 185.008 | 179.04 | 185.008 | 179.04 | 185.008 | 8760 | 2178.32 | 0.30256
8024 | Ventilation | Exhaust fan | EF-29 | Uniform | 0.3333333333333330 | [5 empty] | 0.3333333333333330 | 0.75 | 0.75 | 0.7 | 0.24867 |  | 1 | All Day | 24.0 | 744 | 672 | 744 | 720 | 744 | 720 | 744 | 744 | 720 | 744 | 720 | 744 | 185.008 | 167.104 | 185.008 | 179.04 | 185.008 | 179.04 | 185.008 | 185.008 | 179.04 | 185.008 | 179.04 | 185.008 | 8760 | 2178.32 | 0.3723
8025 | Ventilation | Exhaust fan | EF-30 | Uniform | 0.3333333333333330 | [5 empty] | 0.3333333333333330 | 0.75 | 0.75 | 0.7 | 0.24867 |  | 1 | All Day | 24.0 | 744 | 672 | 744 | 720 | 744 | 720 | 744 | 744 | 720 | 744 | 720 | 744 | 185.008 | 167.104 | 185.008 | 179.04 | 185.008 | 179.04 | 185.008 | 185.008 | 179.04 | 185.008 | 179.04 | 185.008 | 8760 | 2178.32 | 0.3723
8026 | Ventilation | Exhaust Fan | EF-2 | Uniform | 0.3333333333333330 | [5 empty] | 0.3333333333333330 | 0.75 | 0.75 | 0.7 | 0.24867 |  | 1 | All Day | 24.0 | 744 | 672 | 744 | 720 | 744 | 720 | 744 | 744 | 720 | 744 | 720 | 744 | 185.008 | 167.104 | 185.008 | 179.04 | 185.008 | 179.04 | 185.008 | 185.008 | 179.04 | 185.008 | 179.04 | 185.008 | 8760 | 2178.32 | 3.0076
8027 | Ventilation | Exhaust Fan | EF-17 | Uniform | 0.3333333333333330 | [5 empty] | 0.3333333333333330 | 0.75 | 0.75 | 0.7 | 0.24867 |  | 1 | 24.0 | 24.0 | 744 | 672 | 744 | 720 | 744 | 720 | 744 | 744 | 720 | 744 | 720 | 744 | 185.008 | 167.104 | 185.008 | 179.04 | 185.008 | 179.04 | 185.008 | 185.008 | 179.04 | 185.008 | 179.04 | 185.008 | 8760 | 2178.32 | 0.63672
8028 | Ventilation | Exhaust Fan | EF-19 | Uniform | 0.3333333333333330 | [5 empty] | 0.3333333333333330 | 0.75 | 0.75 | 0.7 | 0.24867 |  | 1 | 24.0 | 24.0 | 744 | 672 | 744 | 720 | 744 | 720 | 744 | 744 | 720 | 744 | 720 | 744 | 185.008 | 167.104 | 185.008 | 179.04 | 185.008 | 179.04 | 185.008 | 185.008 | 179.04 | 185.008 | 179.04 | 185.008 | 8760 | 2178.32 | 0.63672
8029 | Pump | Pump 1 - Main Heat Pump |  | Uniform | 0.3333333333333330 | [5 empty] | 0.3333333333333330 | 0.75 | 0.75 | 0.7 | 0.24867 |  | 1 | All Day | 24.0 | 744 | 672 | 744 | 720 | 744 | 720 | 744 | 744 | 720 | 744 | 720 | 744 | 185.008 | 167.104 | 185.008 | 179.04 | 185.008 | 179.04 | 185.008 | 185.008 | 179.04 | 185.008 | 179.04 | 185.008 | 8760 | 2178.32 | 2.8076
8030 | Pump | Pump 1 - Main Heat Pump |  | Uniform | 0.3333333333333330 | [5 empty] | 0.3333333333333330 | 0.75 | 0.75 | 0.7 | 0.24867 |  | 1 | All Day | 24.0 | 744 | 672 | 744 | 720 | 744 | 720 | 744 | 744 | 720 | 744 | 720 | 744 | 185.008 | 167.104 | 185.008 | 179.04 | 185.008 | 179.04 | 185.008 | 185.008 | 179.04 | 185.008 | 179.04 | 185.008 | 8760 | 2178.32 | 2.8076
8031 | Ventilation | Exhaust Fan | EF-36 | Uniform | 0.3333333333333330 | [5 empty] | 0.3333333333333330 | 0.75 | 0.75 | 0.7 | 0.24867 |  | 1 | All Day | 24.0 | 744 | 672 | 744 | 720 | 744 | 720 | 744 | 744 | 720 | 744 | 720 | 744 | 185.008 | 167.104 | 185.008 | 179.04 | 185.008 | 179.04 | 185.008 | 185.008 | 179.04 | 185.008 | 179.04 | 185.008 | 8760 | 2178.32 | 0.086444
8032 | Ventilation | Exhaust Fan | EF-32 | Uniform | 0.3333333333333330 | [5 empty] | 0.3333333333333330 | 0.75 | 0.75 | 0.7 | 0.24867 |  | 1 | All Day | 24.0 | 744 | 672 | 744 | 720 | 744 | 720 | 744 | 744 | 720 | 744 | 720 | 744 | 185.008 | 167.104 | 185.008 | 179.04 | 185.008 | 179.04 | 185.008 | 185.008 | 179.04 | 185.008 | 179.04 | 185.008 | 8760 | 2178.32 | 0.086444
8033 | Ventilation | Supply Fan | FC-5 | Uniform | 0.3333333333333330 | [5 empty] | 0.3333333333333330 | 0.75 | 0.75 | 0.7 | 0.24867 |  | 1 | All Day | 24.0 | 744 | 672 | 744 | 720 | 744 | 720 | 744 | 744 | 720 | 744 | 720 | 744 | 185.008 | 167.104 | 185.008 | 179.04 | 185.008 | 179.04 | 185.008 | 185.008 | 179.04 | 185.008 | 179.04 | 185.008 | 8760 | 2178.32 | 0.086444
8034 | Pump | Pump | HWP-17 | Uniform | 0.3333333333333330 | [5 empty] | 0.3333333333333330 | 0.75 | 0.75 | 0.7 | 0.24867 |  | 1 | All Day | 24.0 | 744 | 672 | 744 | 720 | 744 | 720 | 744 | 744 | 720 | 744 | 720 | 744 | 185.008 | 167.104 | 185.008 | 179.04 | 185.008 | 179.04 | 185.008 | 185.008 | 179.04 | 185.008 | 179.04 | 185.008 | 8760 | 2178.32 | 0.086444
8035 | Pump | Pump | CWP | Uniform | 0.3333333333333330 | [5 empty] | 0.3333333333333330 | 0.75 | 0.75 | 0.7 | 0.24867 |  | 1 | All Day | 24.0 | 744 | 672 | 744 | 720 | 744 | 720 | 744 | 744 | 720 | 744 | 720 | 744 | 185.008 | 167.104 | 185.008 | 179.04 | 185.008 | 179.04 | 185.008 | 185.008 | 179.04 | 185.008 | 179.04 | 185.008 | 8760 | 2178.32 | 0.086444
8036 | Ventilation | Exhaust Fan |  | Uniform | 0.3333333333333330 | [5 empty] | 0.3333333333333330 | 0.75 | 0.75 | 0.7 | 0.24867 |  | 1 | All Day | 24.0 | 744 | 672 | 744 | 720 | 744 | 720 | 744 | 744 | 720 | 744 | 720 | 744 | 185.008 | 167.104 | 185.008 | 179.04 | 185.008 | 179.04 | 185.008 | 185.008 | 179.04 | 185.008 | 179.04 | 185.008 | 8760 | 2178.32 | 1.6186
8037 | AC system | Condenser Fan | Lennox Condensing Unit | AC System | 0.3333333333333330 | [5 empty] | 0.3333333333333330 | 0.75 | 0.75 | 0.7 | 0.24867 |  | 0.3 | All Day | 24.0 | 0 | 0 | 0 | 10.8 | 89.28 | 129.6 | 223.2 | 223.2 | 118.8 | 78.12 | 0 | 0 | 0 | 0 | 0 | 2.6856 | 22.201 | 32.2272 | 55.5024 | 55.5024 | 29.5416 | 19.4258 | 0 | 0 | 873 | 217.086 | 0.076235
8038 | AC system | Fan | RTU-2 | Cooling 1 | 0.3333333333333330 | [5 empty] | 0.3333333333333330 | 0.75 | 0.75 | 0.7 | 0.24867 |  | 0.2 | All Day | 24 | 0 | 0 | 0 | 0 | 74.4 | 144 | 148.8 | 148.8 | 72 | 0 | 0 | 0 | 0 | 0 | 0 | 0 | 18.5008 | 35.808 | 37.0016 | 37.0016 | 17.904 | 0 | 0 | 0 | 588 | 146.216 | 0.054674
8039 | AC system | Fan | RTU-3 | Cooling 1 | 0.3333333333333330 |  | 0 | 0 | 0.0 |  | 0.3333333333333330 | 0.75 | 0.75 | 0.7 | 0.24867 |  | 0.2 | All Day | 24 | 0 | 0 | 0 | 0 | 74.4 | 144 | 148.8 | 148.8 | 72 | 0 | 0 | 0 | 0 | 0 | 0 | 0 | 18.5008 | 35.808 | 37.0016 | 37.0016 | 17.904 | 0 | 0 | 0 | 588 | 146.216 | 0.054674
8040 | AC system | Fan | RTU-4 | Cooling 1 | 0.3333333333333330 |  | 0 | 0 | 0.0 |  | 0.3333333333333330 | 0.75 | 0.75 | 0.7 | 0.24867 |  | 0.2 | All Day | 24 | 0 | 0 | 0 | 0 | 74.4 | 144 | 148.8 | 148.8 | 72 | 0 | 0 | 0 | 0 | 0 | 0 | 0 | 18.5008 | 35.808 | 37.0016 | 37.0016 | 17.904 | 0 | 0 | 0 | 588 | 146.216 | 0.054674
8041 | Ventilation | Exhaust Fan | EF-107 | Uniform | 0.3333333333333330 | [5 empty] | 0.3333333333333330 | 0.75 | 0.75 | 0.7 | 0.24867 |  | 0.1 | All Day | 24.0 | 74.4 | 67.2 | 74.4 | 72 | 74.4 | 72 | 74.4 | 74.4 | 72 | 74.4 | 72 | 74.4 | 18.5008 | 16.7104 | 18.5008 | 17.904 | 18.5008 | 17.904 | 18.5008 | 18.5008 | 17.904 | 18.5008 | 17.904 | 18.5008 | 876 | 217.832 | 0.027341
8042 | Ventilation | Exhaust Fan | EXF-06 | Uniform | 0.3333333333333330 | [5 empty] | 0.3333333333333330 | 0.75 | 0.75 | 0.7 | 0.24867 |  | 0.2 | All Day | 24.0 | 148.8 | 134.4 | 148.8 | 144 | 148.8 | 144 | 148.8 | 148.8 | 144 | 148.8 | 144 | 148.8 | 37.0016 | 33.4208 | 37.0016 | 35.808 | 37.0016 | 35.808 | 37.0016 | 37.0016 | 35.808 | 37.0016 | 35.808 | 37.0016 | 1752 | 435.664 | 0.07246
8043 | Ventilation | Exhaust Fan | EF | Uniform | 0.3333333333333330 | [5 empty] | 0.3333333333333330 | 0.75 | 0.75 | 0.7 | 0.24867 |  | 0.2 | All Day | 24.0 | 148.8 | 134.4 | 148.8 | 144 | 148.8 | 144 | 148.8 | 148.8 | 144 | 148.8 | 144 | 148.8 | 37.0016 | 33.4208 | 37.0016 | 35.808 | 37.0016 | 35.808 | 37.0016 | 37.0016 | 35.808 | 37.0016 | 35.808 | 37.0016 | 1752 | 435.664 | 0.07246
8044 | Ventilation | Exhaust Fan |  | Ventilation | 0.3333333333333330 | [5 empty] | 0.3333333333333330 | 0.75 | 0.75 | 0.7 | 0.24867 |  | 1 | All Day | 24.0 | 0 | 0 | 0 | 360 | 744 | 720 | 744 | 744 | 72 | 0 | 0 | 0 | 0 | 0 | 0 | 89.52 | 185.008 | 179.04 | 185.008 | 185.008 | 17.904 | 0 | 0 | 0 | 3384 | 841.488 | 1.3119
8045 | Ventilation | Exhaust Fan |  | Ventilation | 0.3333333333333330 | [5 empty] | 0.3333333333333330 | 0.75 | 0.75 | 0.7 | 0.24867 |  | 1 | All Day | 24.0 | 0 | 0 | 0 | 360 | 744 | 720 | 744 | 744 | 72 | 0 | 0 | 0 | 0 | 0 | 0 | 89.52 | 185.008 | 179.04 | 185.008 | 185.008 | 17.904 | 0 | 0 | 0 | 3384 | 841.488 | 1.3119
8046 | Ventilation | RTU Exhaust Fan | RTU | Uniform | 0.3333333333333330 | [5 empty] | 0.3333333333333330 | 0.75 | 0.75 | 0.7 | 0.24867 |  | 0.5 | RTU | 18.0 | 279 | 252 | 279 | 270 | 279 | 270 | 279 | 279 | 270 | 279 | 270 | 279 | 69.378 | 62.664 | 69.378 | 67.14 | 69.378 | 67.14 | 69.378 | 69.378 | 67.14 | 69.378 | 67.14 | 69.378 | 3285 | 816.87 | 0.47167
8047 | AC system | Supply Fan | AC-3 | Cooling 1 | 0.3333333333333330 | [5 empty] | 0.3333333333333330 | 0.75 | 0.75 | 0.7 | 0.24867 |  | 0.3 | ACs | 15.5 | 0 | 0 | 0 | 0 | 72.075 | 139.5 | 144.15 | 144.15 | 69.75 | 0 | 0 | 0 | 0 | 0 | 0 | 0 | 17.9227 | 34.689 | 35.8453 | 35.8453 | 17.3445 | 0 | 0 | 0 | 569.625 | 141.6467 | 0.061528
8048 | Ventilation | Supply Fan | RTU-6 | Uniform | 0.3333333333333330 | [5 empty] | 0.3333333333333330 | 0.75 | 0.75 | 0.7 | 0.24867 |  | 1 | RTU-6 | 14.0 | 434 | 392 | 434 | 420 | 434 | 420 | 434 | 434 | 420 | 434 | 420 | 434 | 107.9213 | 97.4773 | 107.9213 | 104.44 | 107.9213 | 104.44 | 107.9213 | 107.9213 | 104.44 | 107.9213 | 104.44 | 107.9213 | 5110 | 1270.6867 | 0.12723
8049 | Ventilation | Exhaust Fan | AH-13 OR L5-F-06 | Uniform | 0.3333333333333330 | [5 empty] | 0.3333333333333330 | 0.75 | 0.75 | 0.7 | 0.24867 | 0.6 | 1 | HA-AH-13 | 8.214285714285710 | 254.6429 | 230 | 254.6429 | 246.4286 | 254.6429 | 246.4286 | 254.6429 | 254.6429 | 246.4286 | 254.6429 | 246.4286 | 229.1786 | 22.7956 | 20.5896 | 22.7956 | 22.0603 | 22.7956 | 22.0603 | 22.7956 | 22.7956 | 22.0603 | 22.7956 | 22.0603 | 20.5161 | 2972.75 | 266.1206 | 0.012758
8050 | Pump | Circulation Pump | P-6 | Heating 1 | 0.3333333333333330 | [5 empty] | 0.3333333333333330 | 0.75 | 0.75 | 0.7 | 0.24867 |  | 1 | AHU-1 | 11.928571428571400 | 369.7857 | 334 | 369.7857 | 341.4554 | 335.9881 | 225.6488 | 159.0476 | 145.628 | 262.9256 | 369.7857 | 357.8571 | 369.7857 | 91.9534 | 83.0547 | 91.9534 | 84.9086 | 83.549 | 56.1113 | 39.5498 | 36.2128 | 65.3808 | 91.9534 | 88.9871 | 91.9534 | 3641.6935 | 905.5678 | 0.13706
8051 | AC system | Condenser Fan | RTU-1 | Cooling 1 | 0.3333333333333330 | [5 empty] | 0.3333333333333330 | 0.75 | 0.75 | 0.7 | 0.24867 |  | 0.2 | All Day | 24.0 | 0 | 0 | 0 | 28.8 | 59.52 | 57.6 | 133.92 | 148.8 | 144 | 74.4 | 28.8 | 0 | 0 | 0 | 0 | 7.1616 | 14.8006 | 14.3232 | 33.3014 | 37.0016 | 35.808 | 18.5008 | 7.1616 | 0 | 675.84 | 168.0589 | 0.013028
8052 | AC system | Condenser Fan | RTU-2 | Cooling 1 | 0.3333333333333330 | [5 empty] | 0.3333333333333330 | 0.75 | 0.75 | 0.7 | 0.24867 |  | 0.2 | All Day | 24.0 | 0 | 0 | 0 | 28.8 | 59.52 | 57.6 | 133.92 | 148.8 | 144 | 74.4 | 28.8 | 0 | 0 | 0 | 0 | 7.1616 | 14.8006 | 14.3232 | 33.3014 | 37.0016 | 35.808 | 18.5008 | 7.1616 | 0 | 675.84 | 168.0589 | 0.013028
8053 | AC system | Condenser Fan | RTU-3 | Cooling 1 | 0.3333333333333330 | [5 empty] | 0.3333333333333330 | 0.75 | 0.75 | 0.7 | 0.24867 |  | 0.2 | All Day | 24.0 | 0 | 0 | 0 | 28.8 | 59.52 | 57.6 | 133.92 | 148.8 | 144 | 74.4 | 28.8 | 0 | 0 | 0 | 0 | 7.1616 | 14.8006 | 14.3232 | 33.3014 | 37.0016 | 35.808 | 18.5008 | 7.1616 | 0 | 675.84 | 168.0589 | 0.013028
8054 | AC system | Condenser Fan | RTU-4 | Cooling 1 | 0.3333333333333330 | [5 empty] | 0.3333333333333330 | 0.75 | 0.75 | 0.7 | 0.24867 |  | 0.2 | All Day | 24.0 | 0 | 0 | 0 | 28.8 | 59.52 | 57.6 | 133.92 | 148.8 | 144 | 74.4 | 28.8 | 0 | 0 | 0 | 0 | 7.1616 | 14.8006 | 14.3232 | 33.3014 | 37.0016 | 35.808 | 18.5008 | 7.1616 | 0 | 675.84 | 168.0589 | 0.013028
8055 | AC system | Condenser Fan | RTU-5 | Cooling 1 | 0.3333333333333330 | [5 empty] | 0.3333333333333330 | 0.75 | 0.75 | 0.7 | 0.24867 |  | 0.2 | All Day | 24.0 | 0 | 0 | 0 | 28.8 | 59.52 | 57.6 | 133.92 | 148.8 | 144 | 74.4 | 28.8 | 0 | 0 | 0 | 0 | 7.1616 | 14.8006 | 14.3232 | 33.3014 | 37.0016 | 35.808 | 18.5008 | 7.1616 | 0 | 675.84 | 168.0589 | 0.013028
8056 | AC system | Fan | RTU-1 | Motion | 0.3333333333333330 | [5 empty] | 0.3333333333333330 | 0.75 | 0.75 | 0.7 | 0.24867 |  | 0.2 | All Day | 24 | 148.8 | 134.4 | 74.4 | 129.6 | 148.8 | 144 | 133.92 | 104.16 | 72 | 44.64 | 28.8 | 104.16 | 37.0016 | 33.4208 | 18.5008 | 32.2272 | 37.0016 | 35.808 | 33.3014 | 25.9011 | 17.904 | 11.1005 | 7.1616 | 25.9011 | 1267.68 | 315.2298 | 0.11787
8057 | AC system | Fan | RTU-2 | Motion | 0.3333333333333330 | [5 empty] | 0.3333333333333330 | 0.75 | 0.75 | 0.7 | 0.24867 |  | 0.2 | All Day | 24 | 148.8 | 134.4 | 74.4 | 129.6 | 148.8 | 144 | 133.92 | 104.16 | 72 | 44.64 | 28.8 | 104.16 | 37.0016 | 33.4208 | 18.5008 | 32.2272 | 37.0016 | 35.808 | 33.3014 | 25.9011 | 17.904 | 11.1005 | 7.1616 | 25.9011 | 1267.68 | 315.2298 | 0.11787
8058 | Heat pump | Fan | RTU-1 | Motion | 0.3333333333333330 | [5 empty] | 0.3333333333333330 | 0.75 | 0.75 | 0.7 | 0.24867 |  | 0.2 | All Day | 24 | 148.8 | 134.4 | 74.4 | 129.6 | 148.8 | 144 | 133.92 | 104.16 | 72 | 44.64 | 28.8 | 104.16 | 37.0016 | 33.4208 | 18.5008 | 32.2272 | 37.0016 | 35.808 | 33.3014 | 25.9011 | 17.904 | 11.1005 | 7.1616 | 25.9011 | 1267.68 | 315.2298 | 0.11787
8059 | Ventilation | Supply Fan | AC-1 | Uniform | 0.3333333333333330 | [5 empty] | 0.3333333333333330 | 0.75 | 0.75 | 0.7 | 0.24867 |  | 1 | ACs | 15.5 | 480.5 | 390.6 | 480.5 | 465 | 432.45 | 186 | 96.1 | 48.05 | 279 | 480.5 | 465 | 480.5 | 119.4843 | 97.1292 | 119.4843 | 115.63 | 107.5359 | 46.252 | 23.8969 | 11.9484 | 69.378 | 119.4843 | 115.63 | 119.4843 | 4284.2 | 1065.3377 | 0.46276
8060 | Ventilation | Supply Fan | AC-2 | Uniform | 0.3333333333333330 | [5 empty] | 0.3333333333333330 | 0.75 | 0.75 | 0.7 | 0.24867 |  | 1 | ACs | 15.5 | 480.5 | 390.6 | 480.5 | 465 | 432.45 | 186 | 96.1 | 48.05 | 279 | 480.5 | 465 | 480.5 | 119.4843 | 97.1292 | 119.4843 | 115.63 | 107.5359 | 46.252 | 23.8969 | 11.9484 | 69.378 | 119.4843 | 115.63 | 119.4843 | 4284.2 | 1065.3377 | 0.46276
8061 | Ventilation | Supply Fan | AC-3 | Uniform | 0.3333333333333330 | [5 empty] | 0.3333333333333330 | 0.75 | 0.75 | 0.7 | 0.24867 |  | 1 | ACs | 15.5 | 480.5 | 390.6 | 480.5 | 465 | 432.45 | 186 | 96.1 | 48.05 | 279 | 480.5 | 465 | 480.5 | 119.4843 | 97.1292 | 119.4843 | 115.63 | 107.5359 | 46.252 | 23.8969 | 11.9484 | 69.378 | 119.4843 | 115.63 | 119.4843 | 4284.2 | 1065.3377 | 0.46276
8062 | Ventilation | Supply Fan |  | Heating 1 | 0.3333333333333330 | [5 empty] | 0.3333333333333330 | 0.75 | 0.75 | 0.7 | 0.49733 |  | 0.65 | All Day | 24.0 | 483.6 | 349.44 | 183.768 | 187.2 | 0.9672 | 0 | 0 | 0 | 46.8 | 145.08 | 234 | 483.6 | 240.5104 | 173.7882 | 91.394 | 93.1008 | 0.48102 | 0 | 0 | 0 | 23.2752 | 72.1531 | 116.376 | 240.5104 | 2114.4552 | 1051.5891 | 9.1671
8063 | Ventilation | Supply Fan |  | Heating 1 | 0.3333333333333330 | [5 empty] | 0.3333333333333330 | 0.75 | 0.75 | 0.7 | 0.24867 |  | 0.65 | All Day | 24.0 | 483.6 | 349.44 | 183.768 | 187.2 | 0.9672 | 0 | 0 | 0 | 46.8 | 145.08 | 234 | 483.6 | 120.2552 | 86.8941 | 45.697 | 46.5504 | 0.24051 | 0 | 0 | 0 | 11.6376 | 36.0766 | 58.188 | 120.2552 | 2114.4552 | 525.7945 | 4.5836
8064 | Ventilation | Supply Fan |  | Heating 1 | 0.3333333333333330 | [5 empty] | 0.3333333333333330 | 0.75 | 0.75 | 0.7 | 0.24867 |  | 0.65 | All Day | 24.0 | 483.6 | 349.44 | 183.768 | 187.2 | 0.9672 | 0 | 0 | 0 | 46.8 | 145.08 | 234 | 483.6 | 120.2552 | 86.8941 | 45.697 | 46.5504 | 0.24051 | 0 | 0 | 0 | 11.6376 | 36.0766 | 58.188 | 120.2552 | 2114.4552 | 525.7945 | 4.5836
8065 | Ventilation | Supply Fan |  | Heating 1 | 0.3333333333333330 | [5 empty] | 0.3333333333333330 | 0.75 | 0.75 | 0.7 | 0.24867 |  | 0.65 | All Day | 24.0 | 483.6 | 349.44 | 183.768 | 187.2 | 0.9672 | 0 | 0 | 0 | 46.8 | 145.08 | 234 | 483.6 | 120.2552 | 86.8941 | 45.697 | 46.5504 | 0.24051 | 0 | 0 | 0 | 11.6376 | 36.0766 | 58.188 | 120.2552 | 2114.4552 | 525.7945 | 4.5836
8066 | Ventilation | Supply Fan |  | Heating 1 | 0.3333333333333330 | [5 empty] | 0.3333333333333330 | 0.75 | 0.75 | 0.7 | 0.24867 |  | 0.65 | All Day | 24.0 | 483.6 | 349.44 | 183.768 | 187.2 | 0.9672 | 0 | 0 | 0 | 46.8 | 145.08 | 234 | 483.6 | 120.2552 | 86.8941 | 45.697 | 46.5504 | 0.24051 | 0 | 0 | 0 | 11.6376 | 36.0766 | 58.188 | 120.2552 | 2114.4552 | 525.7945 | 4.5836
8067 | Ventilation | Supply Fan |  | Heating 1 | 0.3333333333333330 | [5 empty] | 0.3333333333333330 | 0.75 | 0.75 | 0.7 | 0.24867 |  | 0.65 | All Day | 24.0 | 483.6 | 349.44 | 183.768 | 187.2 | 0.9672 | 0 | 0 | 0 | 46.8 | 145.08 | 234 | 483.6 | 120.2552 | 86.8941 | 45.697 | 46.5504 | 0.24051 | 0 | 0 | 0 | 11.6376 | 36.0766 | 58.188 | 120.2552 | 2114.4552 | 525.7945 | 4.5836
8068 | AC system | Condensor Fan | RTU | Cooling 1 | 0.3333333333333330 | [5 empty] | 0.3333333333333330 | 0.75 | 0.75 | 0.7 | 0.24867 |  | 0.1 | RTU | 18.0 | 0 | 0 | 0 | 0 | 55.8 | 54 | 55.8 | 16.74 | 5.4 | 0 | 0 | 0 | 0 | 0 | 0 | 0 | 13.8756 | 13.428 | 13.8756 | 4.1627 | 1.3428 | 0 | 0 | 0 | 187.74 | 46.6847 | 0.026956
8069 | Heat pump | Fan (x2) | HP-1 | Heat Pump | 0.3333333333333330 | [5 empty] | 0.3333333333333330 | 0.75 | 0.75 | 0.7 | 0.49733 |  | 0.25 | All Day | 24.0 | 93 | 84 | 130.2 | 144 | 186 | 144 | 186 | 148.8 | 126 | 111.6 | 90 | 93 | 46.252 | 41.776 | 64.7528 | 71.616 | 92.504 | 71.616 | 92.504 | 74.0032 | 62.664 | 55.5024 | 44.76 | 46.252 | 1536.6 | 764.2024 | 0.27982
8070 | Heat pump | Fan (x2) | HP-5 | Heat Pump | 0.3333333333333330 | [5 empty] | 0.3333333333333330 | 0.75 | 0.75 | 0.7 | 0.49733 |  | 0.25 | All Day | 24.0 | 93 | 84 | 130.2 | 144 | 186 | 144 | 186 | 148.8 | 126 | 111.6 | 90 | 93 | 46.252 | 41.776 | 64.7528 | 71.616 | 92.504 | 71.616 | 92.504 | 74.0032 | 62.664 | 55.5024 | 44.76 | 46.252 | 1536.6 | 764.2024 | 0.27982
8071 | Heat pump | Fan (x2) | HP-3 | Heat Pump | 0.3333333333333330 | [5 empty] | 0.3333333333333330 | 0.75 | 0.75 | 0.7 | 0.49733 |  | 0.25 | All Day | 24.0 | 93 | 84 | 130.2 | 144 | 186 | 144 | 186 | 148.8 | 126 | 111.6 | 90 | 93 | 46.252 | 41.776 | 64.7528 | 71.616 | 92.504 | 71.616 | 92.504 | 74.0032 | 62.664 | 55.5024 | 44.76 | 46.252 | 1536.6 | 764.2024 | 0.27982
8072 | Heat pump | Fan (x2) | HP-8 | Heat Pump | 0.3333333333333330 | [5 empty] | 0.3333333333333330 | 0.75 | 0.75 | 0.7 | 0.49733 |  | 0.25 | All Day | 24.0 | 93 | 84 | 130.2 | 144 | 186 | 144 | 186 | 148.8 | 126 | 111.6 | 90 | 93 | 46.252 | 41.776 | 64.7528 | 71.616 | 92.504 | 71.616 | 92.504 | 74.0032 | 62.664 | 55.5024 | 44.76 | 46.252 | 1536.6 | 764.2024 | 0.27982
8073 | Heat pump | Fan (x2) | HP-4 | Heat Pump | 0.3333333333333330 | [5 empty] | 0.3333333333333330 | 0.75 | 0.75 | 0.7 | 0.49733 |  | 0.25 | All Day | 24.0 | 93 | 84 | 130.2 | 144 | 186 | 144 | 186 | 148.8 | 126 | 111.6 | 90 | 93 | 46.252 | 41.776 | 64.7528 | 71.616 | 92.504 | 71.616 | 92.504 | 74.0032 | 62.664 | 55.5024 | 44.76 | 46.252 | 1536.6 | 764.2024 | 0.27982
8074 | Heat pump | Fan (x2) | HP-2 | Heat Pump | 0.3333333333333330 | [5 empty] | 0.3333333333333330 | 0.75 | 0.75 | 0.7 | 0.49733 |  | 0.25 | All Day | 24.0 | 93 | 84 | 130.2 | 144 | 186 | 144 | 186 | 148.8 | 126 | 111.6 | 90 | 93 | 46.252 | 41.776 | 64.7528 | 71.616 | 92.504 | 71.616 | 92.504 | 74.0032 | 62.664 | 55.5024 | 44.76 | 46.252 | 1536.6 | 764.2024 | 0.27982
8075 | Heat pump | Fan (x2) | HP-6 | Heat Pump | 0.3333333333333330 | [5 empty] | 0.3333333333333330 | 0.75 | 0.75 | 0.7 | 0.49733 |  | 0.25 | All Day | 24.0 | 93 | 84 | 130.2 | 144 | 186 | 144 | 186 | 148.8 | 126 | 111.6 | 90 | 93 | 46.252 | 41.776 | 64.7528 | 71.616 | 92.504 | 71.616 | 92.504 | 74.0032 | 62.664 | 55.5024 | 44.76 | 46.252 | 1536.6 | 764.2024 | 0.27982
8076 | Pump | Pump | P-9 | Uniform | 0.3333333333333330 | [5 empty] | 0.3333333333333330 | 0.75 | 0.75 | 0.7 | 0.24867 |  | 1 | DHW | 13.857142857142900 | 429.5714 | 388 | 429.5714 | 415.7143 | 429.5714 | 415.7143 | 429.5714 | 429.5714 | 415.7143 | 429.5714 | 415.7143 | 429.5714 | 106.8201 | 96.4827 | 106.8201 | 103.3743 | 106.8201 | 103.3743 | 106.8201 | 106.8201 | 103.3743 | 106.8201 | 103.3743 | 106.8201 | 5057.8571 | 1257.7205 | 0.50242
8077 | Ventilation | Supply Fan | AHU-2 | Uniform | 0.3333333333333330 | [5 empty] | 0.3333333333333330 | 0.75 | 0.75 | 0.7 | 0.24867 |  | 0.25 | Occupied | 9.428571428571430 | 73.0714 | 66 | 73.0714 | 70.7143 | 73.0714 | 70.7143 | 73.0714 | 73.0714 | 70.7143 | 73.0714 | 70.7143 | 73.0714 | 18.1704 | 16.412 | 18.1704 | 17.5843 | 18.1704 | 17.5843 | 18.1704 | 18.1704 | 17.5843 | 18.1704 | 17.5843 | 18.1704 | 860.3571 | 213.9421 | 0.56478
8078 | Ventilation | Supply Fan | AHU-3 | Uniform | 0.3333333333333330 | [5 empty] | 0.3333333333333330 | 0.75 | 0.75 | 0.7 | 0.24867 |  | 0.25 | Occupied | 9.428571428571430 | 73.0714 | 66 | 73.0714 | 70.7143 | 73.0714 | 70.7143 | 73.0714 | 73.0714 | 70.7143 | 73.0714 | 70.7143 | 73.0714 | 18.1704 | 16.412 | 18.1704 | 17.5843 | 18.1704 | 17.5843 | 18.1704 | 18.1704 | 17.5843 | 18.1704 | 17.5843 | 18.1704 | 860.3571 | 213.9421 | 0.56478
8079 | Pump | Glycol Make-up Package | TK-1 | Cooling 1 | 0.3333333333333330 | [5 empty] | 0.3333333333333330 | 0.75 | 0.75 | 0.7 | 0.24867 |  | 0.1 | All Day | 24.0 | 0 | 0 | 0 | 0 | 18.6 | 50.4 | 59.52 | 74.4 | 68.4 | 44.64 | 0 | 0 | 0 | 0 | 0 | 0 | 4.6252 | 12.5328 | 14.8006 | 18.5008 | 17.0088 | 11.1005 | 0 | 0 | 315.96 | 78.5687 | 0.014135
8080 | Ventilation | Supply Fan | RTU-3 | Uniform | 0.3333333333333330 | [5 empty] | 0.3333333333333330 | 0.75 | 0.75 | 0.7 | 0.24867 |  | 0.33 | 24/7 | 24.0 | 245.52 | 221.76 | 245.52 | 237.6 | 245.52 | 237.6 | 245.52 | 245.52 | 237.6 | 245.52 | 237.6 | 245.52 | 61.0526 | 55.1443 | 61.0526 | 59.0832 | 61.0526 | 59.0832 | 61.0526 | 61.0526 | 59.0832 | 61.0526 | 59.0832 | 61.0526 | 2890.8 | 718.8456 | 0.071975
8081 | Pump | Boiler Pump | CP-3 | Heating 1 | 0.3333333333333330 | [5 empty] | 0.3333333333333330 | 0.75 | 0.75 | 0.7 | 0.24867 |  | 1 |  | 24.0 | 669.6 | 672 | 558 | 504 | 74.4 | 0 | 0 | 0 | 18 | 148.8 | 288 | 744 | 166.5072 | 167.104 | 138.756 | 125.328 | 18.5008 | 0 | 0 | 0 | 4.476 | 37.0016 | 71.616 | 185.008 | 3676.8 | 914.2976 | 1.5548
8082 | Heat pump | Compressor for HP Air to Water | HP-38 | Heat Pump | 0.3333333333333330 | [5 empty] | 0.3333333333333330 | 0.75 | 0.75 | 0.7 | 0.24867 |  | 0.4 | All Day | 24.0 | 193.44 | 215.04 | 178.56 | 172.8 | 193.44 | 230.4 | 267.84 | 297.6 | 230.4 | 163.68 | 158.4 | 208.32 | 48.1021 | 53.4733 | 44.4019 | 42.9696 | 48.1021 | 57.2928 | 66.6029 | 74.0032 | 57.2928 | 40.7018 | 39.3888 | 51.8022 | 2509.92 | 624.1334 | 0.011816
8083 | Heat pump | Blower for HP Air to Water | HP-26 | Heat Pump | 0.3333333333333330 | [5 empty] | 0.3333333333333330 | 0.75 | 0.75 | 0.7 | 0.24867 |  | 0.4 | All Day | 24.0 | 193.44 | 215.04 | 178.56 | 172.8 | 193.44 | 230.4 | 267.84 | 297.6 | 230.4 | 163.68 | 158.4 | 208.32 | 48.1021 | 53.4733 | 44.4019 | 42.9696 | 48.1021 | 57.2928 | 66.6029 | 74.0032 | 57.2928 | 40.7018 | 39.3888 | 51.8022 | 2509.92 | 624.1334 | 0.011816
8084 | Heat pump | Blower for HP Air to Water | HP-28 | Heat Pump | 0.3333333333333330 | [5 empty] | 0.3333333333333330 | 0.75 | 0.75 | 0.7 | 0.24867 |  | 0.4 | All Day | 24.0 | 193.44 | 215.04 | 178.56 | 172.8 | 193.44 | 230.4 | 267.84 | 297.6 | 230.4 | 163.68 | 158.4 | 208.32 | 48.1021 | 53.4733 | 44.4019 | 42.9696 | 48.1021 | 57.2928 | 66.6029 | 74.0032 | 57.2928 | 40.7018 | 39.3888 | 51.8022 | 2509.92 | 624.1334 | 0.011816
8085 | Heat pump | Blower for HP Air to Water | HP-29 | Heat Pump | 0.3333333333333330 | [5 empty] | 0.3333333333333330 | 0.75 | 0.75 | 0.7 | 0.24867 |  | 0.4 | All Day | 24.0 | 193.44 | 215.04 | 178.56 | 172.8 | 193.44 | 230.4 | 267.84 | 297.6 | 230.4 | 163.68 | 158.4 | 208.32 | 48.1021 | 53.4733 | 44.4019 | 42.9696 | 48.1021 | 57.2928 | 66.6029 | 74.0032 | 57.2928 | 40.7018 | 39.3888 | 51.8022 | 2509.92 | 624.1334 | 0.011816
8086 | Heat pump | Blower for HP Air to Water | HP-30 | Heat Pump | 0.3333333333333330 | [5 empty] | 0.3333333333333330 | 0.75 | 0.75 | 0.7 | 0.24867 |  | 0.4 | All Day | 24.0 | 193.44 | 215.04 | 178.56 | 172.8 | 193.44 | 230.4 | 267.84 | 297.6 | 230.4 | 163.68 | 158.4 | 208.32 | 48.1021 | 53.4733 | 44.4019 | 42.9696 | 48.1021 | 57.2928 | 66.6029 | 74.0032 | 57.2928 | 40.7018 | 39.3888 | 51.8022 | 2509.92 | 624.1334 | 0.011816
8087 | Heat pump | Heat Pump Air to Water | HP-38 | Heat Pump | 0.3333333333333330 | [5 empty] | 0.3333333333333330 | 0.75 | 0.75 | 0.7 | 0.24867 |  | 0.4 | All Day | 24.0 | 193.44 | 215.04 | 178.56 | 172.8 | 193.44 | 230.4 | 267.84 | 297.6 | 230.4 | 163.68 | 158.4 | 208.32 | 48.1021 | 53.4733 | 44.4019 | 42.9696 | 48.1021 | 57.2928 | 66.6029 | 74.0032 | 57.2928 | 40.7018 | 39.3888 | 51.8022 | 2509.92 | 624.1334 | 0.011816
8088 | AC System | Fan | RTU02 | Cooling | 0.3333333333333330 | [5 empty] | 0.3333333333333330 | 0.75 | 0.75 | 0.7 | 0.24867 |  | 0.3 |  | 24.0 | 0 | 0 | 0 | 108 | 133.92 | 172.8 | 223.2 | 200.88 | 108 | 89.28 | 0 | 0 | 0 | 0 | 0 | 26.856 | 33.3014 | 42.9696 | 55.5024 | 49.9522 | 26.856 | 22.201 | 0 | 0 | 1036.08 | 257.6386 | 0.085931
8089 | Pump | Circulation Pump | P-106 | Heating 1 | 0.3333333333333330 | [5 empty] | 0.3333333333333330 | 0.75 | 0.75 | 0.7 | 0.24867 |  | 0.4 | All Day | 24.0 | 281.1045 | 200.726 | 191.3875 | 140.9237 | 90.3806 | 31.7445 | 14.9624 | 40.268 | 52.3592 | 106.592 | 215.1391 | 297.6 | 69.9013 | 49.9139 | 47.5917 | 35.043 | 22.4746 | 7.8938 | 3.7207 | 10.0133 | 13.02 | 26.5059 | 53.4979 | 74.0032 | 1663.1875 | 413.5793 | 0.05191
8090 | Ventilation | Exhaust Fan | EF-1 | Uniform | 0.3333333333333330 | [5 empty] | 0.3333333333333330 | 0.75 | 0.75 | 0.7 | 0.24867 |  | 0.3 | Occupied | 6.428571428571430 | 59.7857 | 54 | 59.7857 | 57.8571 | 59.7857 | 57.8571 | 59.7857 | 59.7857 | 57.8571 | 59.7857 | 57.8571 | 59.7857 | 14.8667 | 13.428 | 14.8667 | 14.3871 | 14.8667 | 14.3871 | 14.8667 | 14.8667 | 14.3871 | 14.8667 | 14.3871 | 14.8667 | 703.9286 | 175.0436 | 0.15028
8091 | Pump | HWN Pump | P-2 | Heating 1 | 0.3333333333333330 | [5 empty] | 0.3333333333333330 | 0.75 | 0.75 | 0.7 | 0.24867 |  | 0.97917 |  | 24.0 | 509.95 | 658 | 728.5 | 423 | 437.1 | 423 | 145.7 | 18.2125 | 141 | 509.95 | 705 | 509.95 | 126.8076 | 163.6227 | 181.1537 | 105.186 | 108.6922 | 105.186 | 36.2307 | 4.5288 | 35.062 | 126.8076 | 175.31 | 126.8076 | 5209.3625 | 1295.3948 | 0.19826
8092 | Pump | HWW Pump | P-4 | Heating 1 | 0.3333333333333330 |  |  |  | 115.0 |  | 0.3333333333333330 | 0.75 | 0.75 | 0.7 | 0.24867 |  | 0.97917 |  | 24.0 | 509.95 | 658 | 728.5 | 423 | 437.1 | 423 | 145.7 | 18.2125 | 141 | 509.95 | 705 | 509.95 | 126.8076 | 163.6227 | 181.1537 | 105.186 | 108.6922 | 105.186 | 36.2307 | 4.5288 | 35.062 | 126.8076 | 175.31 | 126.8076 | 5209.3625 | 1295.3948 | 0.19826
8093 | Pump | HWE Pump | P-5 | Heating 1 | 0.3333333333333330 |  | 1 |  |  |  | 0.3333333333333330 | 0.75 | 0.75 | 0.67 | 0.24867 |  | 0.97917 |  | 24.0 | 509.95 | 658 | 728.5 | 423 | 437.1 | 423 | 145.7 | 18.2125 | 141 | 509.95 | 705 | 509.95 | 126.8076 | 163.6227 | 181.1537 | 105.186 | 108.6922 | 105.186 | 36.2307 | 4.5288 | 35.062 | 126.8076 | 175.31 | 126.8076 | 5209.3625 | 1295.3948 | 0.19826
8094 | Heat pump | Fan |  | Heat Pump | 0.3333333333333330 | [5 empty] | 0.3333333333333330 | 0.75 | 0.75 | 0.7 | 0.24867 |  | 1 | All Day | 24.0 | 0 | 0 | 0 | 0 | 223.2 | 720 | 706.8 | 446.4 | 0 | 0 | 0 | 0 | 0 | 0 | 0 | 0 | 55.5024 | 179.04 | 175.7576 | 111.0048 | 0 | 0 | 0 | 0 | 2096.4 | 521.3048 | 0.81271
8095 | Heat pump | Fan |  | Heat Pump | 0.3333333333333330 | [5 empty] | 0.3333333333333330 | 0.75 | 0.75 | 0.7 | 0.24867 |  | 1 | All Day | 24.0 | 0 | 0 | 0 | 0 | 223.2 | 720 | 706.8 | 446.4 | 0 | 0 | 0 | 0 | 0 | 0 | 0 | 0 | 55.5024 | 179.04 | 175.7576 | 111.0048 | 0 | 0 | 0 | 0 | 2096.4 | 521.3048 | 0.81271
8096 | Pump | Pump |  | Heating 1 | 0.3333333333333330 | [5 empty] | 0.3333333333333330 | 0.75 | 0.75 | 0.7 | 0.24867 |  | 1 | All Day | 24.0 | 744 | 672 | 558 | 360 | 297.6 | 144 | 18.6 | 18.6 | 18 | 148.8 | 288 | 520.8 | 185.008 | 167.104 | 138.756 | 89.52 | 74.0032 | 35.808 | 4.6252 | 4.6252 | 4.476 | 37.0016 | 71.616 | 129.5056 | 3788.4 | 942.0488 | 3.4362
8097 | Pump | Pump |  | Heating 1 | 0.3333333333333330 | [5 empty] | 0.3333333333333330 | 0.75 | 0.75 | 0.7 | 0.24867 |  | 1 | All Day | 24.0 | 744 | 672 | 558 | 360 | 297.6 | 144 | 18.6 | 18.6 | 18 | 148.8 | 288 | 520.8 | 185.008 | 167.104 | 138.756 | 89.52 | 74.0032 | 35.808 | 4.6252 | 4.6252 | 4.476 | 37.0016 | 71.616 | 129.5056 | 3788.4 | 942.0488 | 0.69999
8098 | Fan Coil Unit | Supply Fan | FC-B09 | Fan Coil | 0.3333333333333330 | [5 empty] | 0.3333333333333330 | 0.75 | 0.75 | 0.7 | 0.24867 |  | 1 | All Day | 24.0 | 148.8 | 201.6 | 297.6 | 360 | 372 | 720 | 744 | 744 | 720 | 446.4 | 216 | 74.4 | 37.0016 | 50.1312 | 74.0032 | 89.52 | 92.504 | 179.04 | 185.008 | 185.008 | 179.04 | 111.0048 | 53.712 | 18.5008 | 5044.8 | 1254.4736 | 0.029355
8099 | Fan Coil Unit | Supply Fan | FC-R01 | Fan Coil | 0.3333333333333330 | [5 empty] | 0.3333333333333330 | 0.75 | 0.75 | 0.7 | 0.24867 |  | 1 | All Day | 24.0 | 148.8 | 201.6 | 297.6 | 360 | 372 | 720 | 744 | 744 | 720 | 446.4 | 216 | 74.4 | 37.0016 | 50.1312 | 74.0032 | 89.52 | 92.504 | 179.04 | 185.008 | 185.008 | 179.04 | 111.0048 | 53.712 | 18.5008 | 5044.8 | 1254.4736 | 0.029355
8100 | Fan Coil Unit | Supply Fan | FC-R02 | Fan Coil | 0.3333333333333330 | [5 empty] | 0.3333333333333330 | 0.75 | 0.75 | 0.7 | 0.24867 |  | 1 | All Day | 24.0 | 148.8 | 201.6 | 297.6 | 360 | 372 | 720 | 744 | 744 | 720 | 446.4 | 216 | 74.4 | 37.0016 | 50.1312 | 74.0032 | 89.52 | 92.504 | 179.04 | 185.008 | 185.008 | 179.04 | 111.0048 | 53.712 | 18.5008 | 5044.8 | 1254.4736 | 0.029355
8101 | Pump |  | P-15 | Heating Pump | 0.3333333333333330 | [5 empty] | 0.3333333333333330 | 0.75 | 0.75 | 0.7 | 0.24867 |  | 0.5 | B | 8.571428571428570 | 132.8571 | 120 | 127.1429 | 111.4286 | 76.9048 | 13.3333 | 3.0952 | 0.71429 | 39.5238 | 111.9048 | 127.8571 | 132.8571 | 33.0371 | 29.84 | 31.6162 | 27.7086 | 19.1237 | 3.3156 | 0.76968 | 0.17762 | 9.8283 | 27.827 | 31.7938 | 33.0371 | 997.619 | 248.0746 | 0.017336
8102 | Ventilation | Supply Fan | RTU08 | Uniform | 0.3333333333333330 | [5 empty] | 0.3333333333333330 | 0.75 | 0.75 | 0.7 | 0.24867 |  | 1 |  | 9.857142857142860 | 305.5714 | 276 | 305.5714 | 295.7143 | 305.5714 | 295.7143 | 305.5714 | 305.5714 | 295.7143 | 305.5714 | 295.7143 | 305.5714 | 75.9854 | 68.632 | 75.9854 | 73.5343 | 75.9854 | 73.5343 | 75.9854 | 75.9854 | 73.5343 | 75.9854 | 73.5343 | 75.9854 | 3597.8571 | 894.6671 | 0.2984
8103 | Pump | DHW Pump | PDHW-1 | Uniform | 0.3333333333333330 | [5 empty] | 0.3333333333333330 | 0.75 | 0.75 | 0.7 | 0.24867 |  | 0.5 | DHW | 6.857142857142860 | 106.2857 | 96 | 106.2857 | 102.8571 | 106.2857 | 102.8571 | 106.2857 | 106.2857 | 102.8571 | 106.2857 | 102.8571 | 106.2857 | 26.4297 | 23.872 | 26.4297 | 25.5771 | 26.4297 | 25.5771 | 26.4297 | 26.4297 | 25.5771 | 26.4297 | 25.5771 | 26.4297 | 1251.4286 | 311.1886 | 0.090213
8104 | Pump | Pump |  | Heating 1 | 0.3333333333333330 | 0.24867 |  |  |  |  | 0.3333333333333330 | 0.75 | 0.75 | 0.7 | 0.24867 |  | 0.5 |  | 10.714285714285700 | 166.0714 | 135 | 132.8571 | 112.5 | 66.4286 | 32.1429 | 0 | 0 | 32.1429 | 99.6429 | 128.5714 | 166.0714 | 41.2964 | 33.57 | 33.0371 | 27.975 | 16.5186 | 7.9929 | 0 | 0 | 7.9929 | 24.7779 | 31.9714 | 41.2964 | 1071.4286 | 266.4286 | 0.088222
8105 | Pump | Pump |  | Heating 1 | 0.3333333333333330 | 0.24867 |  |  |  |  | 0.3333333333333330 | 0.75 | 0.75 | 0.7 | 0.24867 |  | 0.5 |  | 10.714285714285700 | 166.0714 | 135 | 132.8571 | 112.5 | 66.4286 | 32.1429 | 0 | 0 | 32.1429 | 99.6429 | 128.5714 | 166.0714 | 41.2964 | 33.57 | 33.0371 | 27.975 | 16.5186 | 7.9929 | 0 | 0 | 7.9929 | 24.7779 | 31.9714 | 41.2964 | 1071.4286 | 266.4286 | 0.088222
8106 | Ventilation | Supply Fan | RTU-1 | Uniform | 0.3333333333333330 | [5 empty] | 0.3333333333333330 | 0.75 | 0.75 | 0.7 | 0.24867 |  | 0.5 | Occupied | 10.857142857142900 | 168.2857 | 152 | 168.2857 | 162.8571 | 168.2857 | 162.8571 | 168.2857 | 168.2857 | 162.8571 | 168.2857 | 162.8571 | 168.2857 | 41.847 | 37.7973 | 41.847 | 40.4971 | 41.847 | 40.4971 | 41.847 | 41.847 | 40.4971 | 41.847 | 40.4971 | 41.847 | 1981.4286 | 492.7152 | 0.46959
8107 | Ventilation | Supply Fan | RTU-4 | Uniform | 0.3333333333333330 | [5 empty] | 0.3333333333333330 | 0.75 | 0.75 | 0.7 | 0.24867 |  | 0.5 | Occupied | 10.857142857142900 | 168.2857 | 152 | 168.2857 | 162.8571 | 168.2857 | 162.8571 | 168.2857 | 168.2857 | 162.8571 | 168.2857 | 162.8571 | 168.2857 | 41.847 | 37.7973 | 41.847 | 40.4971 | 41.847 | 40.4971 | 41.847 | 41.847 | 40.4971 | 41.847 | 40.4971 | 41.847 | 1981.4286 | 492.7152 | 0.46959
8108 | Ventilation | Exhaust Fan | EF-101 | Uniform |  | 0.75 |  |  |  |  | 1.0053619302949100 | 0.75 | 0.75 | 0.65475 | 0.75 |  | 0 | All Day | 24.0 | 0 | 0 | 0 | 0 | 0 | 0 | 0 | 0 | 0 | 0 | 0 | 0 | 0 | 0 | 0 | 0 | 0 | 0 | 0 | 0 | 0 | 0 | 0 | 0 | 0 | 0 | 0
8109 | Ventilation | Exhaust Fan | EF-103 | Uniform |  | 0.75 |  |  |  |  | 1.0053619302949100 | 0.75 | 0.75 | 0.65475 | 0.75 |  | 0 | All Day | 24.0 | 0 | 0 | 0 | 0 | 0 | 0 | 0 | 0 | 0 | 0 | 0 | 0 | 0 | 0 | 0 | 0 | 0 | 0 | 0 | 0 | 0 | 0 | 0 | 0 | 0 | 0 | 0
8110 | Ventilation | Exhaust Fan | EF-104 | Uniform |  | 0.75 |  |  |  |  | 1.0053619302949100 | 0.75 | 0.75 | 0.65475 | 0.75 |  | 0 | All Day | 24.0 | 0 | 0 | 0 | 0 | 0 | 0 | 0 | 0 | 0 | 0 | 0 | 0 | 0 | 0 | 0 | 0 | 0 | 0 | 0 | 0 | 0 | 0 | 0 | 0 | 0 | 0 | 0
8111 | Ventilation | Exhaust Fan | EF-13 | Uniform |  | 0.75 |  |  |  |  | 1.0053619302949100 | 0.75 | 0.75 | 0.65475 | 0.75 | 0 | 0 | All Day | 24.0 | 0 | 0 | 0 | 0 | 0 | 0 | 0 | 0 | 0 | 0 | 0 | 0 | 0 | 0 | 0 | 0 | 0 | 0 | 0 | 0 | 0 | 0 | 0 | 0 | 0 | 0 | 0
8112 | Ventilation | Bathroom Exhaust Fans | EF1 | Uniform |  | 0.75 |  |  |  |  | 1.0053619302949100 | 0.75 | 0.75 | 0.65475 | 0.75 |  | 0.25 | All Day | 24.0 | 186 | 168 | 186 | 180 | 186 | 180 | 186 | 186 | 180 | 186 | 180 | 186 | 139.5 | 126 | 139.5 | 135 | 139.5 | 135 | 139.5 | 139.5 | 135 | 139.5 | 135 | 139.5 | 2190 | 1642.5 | 4.8657
8113 | Miscellaneous electricity | 2 x Coolers |  | Uniform |  | 0.75 |  |  |  |  | 1.0053619302949100 | 0.75 | 0.75 | 0.65475 | 1.5 |  | 0.25 | All Day | 24.0 | 186 | 168 | 186 | 180 | 186 | 180 | 186 | 186 | 180 | 186 | 180 | 186 | 279 | 252 | 279 | 270 | 279 | 270 | 279 | 279 | 270 | 279 | 270 | 279 | 2190 | 3285 | 1.0853
8114 | Pump | Heating Supply Pump | P-7 | Uniform |  | 0.75 |  |  |  |  | 1.0053619302949100 | 0.75 | 0.75 | 0.65475 | 0.75 |  | 0.5 | All Day | 24.0 | 372 | 336 | 372 | 360 | 372 | 360 | 372 | 372 | 360 | 372 | 360 | 372 | 279 | 252 | 279 | 270 | 279 | 270 | 279 | 279 | 270 | 279 | 270 | 279 | 4380 | 3285 | 0.16871
8115 | Pump | Heating Supply Pump | P-8 | Uniform |  | 0.75 |  |  |  |  | 1.0053619302949100 | 0.75 | 0.75 | 0.65475 | 0.75 |  | 0.5 | All Day | 24.0 | 372 | 336 | 372 | 360 | 372 | 360 | 372 | 372 | 360 | 372 | 360 | 372 | 279 | 252 | 279 | 270 | 279 | 270 | 279 | 279 | 270 | 279 | 270 | 279 | 4380 | 3285 | 0.16871
8116 | Pump | Heating Supply Pump | P-9 | Uniform |  | 0.75 |  |  |  |  | 1.0053619302949100 | 0.75 | 0.75 | 0.65475 | 0.75 |  | 0.5 | All Day | 24.0 | 372 | 336 | 372 | 360 | 372 | 360 | 372 | 372 | 360 | 372 | 360 | 372 | 279 | 252 | 279 | 270 | 279 | 270 | 279 | 279 | 270 | 279 | 270 | 279 | 4380 | 3285 | 0.16871
8117 | Pump | Heating Supply Pump | P-10 | Uniform |  | 0.75 |  |  |  |  | 1.0053619302949100 | 0.75 | 0.75 | 0.65475 | 0.75 |  | 0.5 | All Day | 24.0 | 372 | 336 | 372 | 360 | 372 | 360 | 372 | 372 | 360 | 372 | 360 | 372 | 279 | 252 | 279 | 270 | 279 | 270 | 279 | 279 | 270 | 279 | 270 | 279 | 4380 | 3285 | 0.16871
8118 | Pump | DHW Pump | P-11 | Uniform |  | 0.75 |  |  |  |  | 1.0053619302949100 | 0.75 | 0.75 | 0.65475 | 0.75 |  | 0.5 | All Day | 24.0 | 372 | 336 | 372 | 360 | 372 | 360 | 372 | 372 | 360 | 372 | 360 | 372 | 279 | 252 | 279 | 270 | 279 | 270 | 279 | 279 | 270 | 279 | 270 | 279 | 4380 | 3285 | 0.16871
8119 | Ventilation | HV Unit (no return) | MAU-1 | Uniform |  | 0.75 |  |  |  |  | 1.0053619302949100 | 0.75 | 0.75 | 0.65475 | 0.75 |  | 1 | All Day | 24.0 | 744 | 672 | 744 | 720 | 744 | 720 | 744 | 744 | 720 | 744 | 720 | 744 | 558 | 504 | 558 | 540 | 558 | 540 | 558 | 558 | 540 | 558 | 540 | 558 | 8760 | 6570 | 0.045705
8120 | Electric heating | Baseboard Heater |  | Heating 1 |  | 0.75 |  |  |  |  | 1.0053619302949100 | 1 | 1 | 1 | 0.75 |  | 0.5 | All Day | 24.0 | 372 | 302.4 | 260.4 | 180 | 148.8 | 0 | 9.3 | 9.3 | 72 | 148.8 | 324 | 372 | 279 | 226.8 | 195.3 | 135 | 111.6 | 0 | 6.975 | 6.975 | 54 | 111.6 | 243 | 279 | 2199 | 1649.25 | 0.28444
8121 | Electric heating | Baseboard Heater |  | Heating 1 |  | 0.75 |  |  |  |  | 1.0053619302949100 | 1 | 1 | 1 | 0.75 |  | 0.5 | All Day | 24.0 | 372 | 302.4 | 260.4 | 180 | 148.8 | 0 | 9.3 | 9.3 | 72 | 148.8 | 324 | 372 | 279 | 226.8 | 195.3 | 135 | 111.6 | 0 | 6.975 | 6.975 | 54 | 111.6 | 243 | 279 | 2199 | 1649.25 | 0.28444
8122 | Electric heating | Baseboard Heater |  | Heating 1 |  | 0.75 |  |  |  |  | 1.0053619302949100 | 1 | 1 | 1 | 0.75 |  | 0.5 | All Day | 24.0 | 372 | 302.4 | 260.4 | 180 | 148.8 | 0 | 9.3 | 9.3 | 72 | 148.8 | 324 | 372 | 279 | 226.8 | 195.3 | 135 | 111.6 | 0 | 6.975 | 6.975 | 54 | 111.6 | 243 | 279 | 2199 | 1649.25 | 0.28444
8123 | Electric heating | Baseboard Heater |  | Heating 1 |  | 0.75 |  |  |  |  | 1.0053619302949100 | 1 | 1 | 1 | 0.75 |  | 0.5 | All Day | 24.0 | 372 | 302.4 | 260.4 | 180 | 148.8 | 0 | 9.3 | 9.3 | 72 | 148.8 | 324 | 372 | 279 | 226.8 | 195.3 | 135 | 111.6 | 0 | 6.975 | 6.975 | 54 | 111.6 | 243 | 279 | 2199 | 1649.25 | 0.28444
8124 | Electric heating | Baseboard Heater |  | Heating 1 |  | 0.75 |  |  |  |  | 1.0053619302949100 | 1 | 1 | 1 | 0.75 |  | 0.5 | All Day | 24.0 | 372 | 302.4 | 260.4 | 180 | 148.8 | 0 | 9.3 | 9.3 | 72 | 148.8 | 324 | 372 | 279 | 226.8 | 195.3 | 135 | 111.6 | 0 | 6.975 | 6.975 | 54 | 111.6 | 243 | 279 | 2199 | 1649.25 | 0.28444
8125 | Electric heating | Baseboard Heater |  | Heating 1 |  | 0.75 |  |  |  |  | 1.0053619302949100 | 1 | 1 | 1 | 0.75 |  | 0.5 | All Day | 24.0 | 372 | 302.4 | 260.4 | 180 | 148.8 | 0 | 9.3 | 9.3 | 72 | 148.8 | 324 | 372 | 279 | 226.8 | 195.3 | 135 | 111.6 | 0 | 6.975 | 6.975 | 54 | 111.6 | 243 | 279 | 2199 | 1649.25 | 0.28444
8126 | Electric heating | Baseboard Heater |  | Heating 1 |  | 0.75 |  |  |  |  | 1.0053619302949100 | 1 | 1 | 1 | 0.75 |  | 0.5 | All Day | 24.0 | 372 | 302.4 | 260.4 | 180 | 148.8 | 0 | 9.3 | 9.3 | 72 | 148.8 | 324 | 372 | 279 | 226.8 | 195.3 | 135 | 111.6 | 0 | 6.975 | 6.975 | 54 | 111.6 | 243 | 279 | 2199 | 1649.25 | 0.28444
8127 | Electric heating | Baseboard Heater |  | Heating 1 |  | 0.75 |  |  |  |  | 1.0053619302949100 | 1 | 1 | 1 | 0.75 |  | 0.5 | All Day | 24.0 | 372 | 302.4 | 260.4 | 180 | 148.8 | 0 | 9.3 | 9.3 | 72 | 148.8 | 324 | 372 | 279 | 226.8 | 195.3 | 135 | 111.6 | 0 | 6.975 | 6.975 | 54 | 111.6 | 243 | 279 | 2199 | 1649.25 | 0.28444
8128 | Electric heating | Baseboard Heater |  | Heating 1 |  | 0.75 |  |  |  |  | 1.0053619302949100 | 1 | 1 | 1 | 0.75 |  | 0.5 | All Day | 24.0 | 372 | 302.4 | 260.4 | 180 | 148.8 | 0 | 9.3 | 9.3 | 72 | 148.8 | 324 | 372 | 279 | 226.8 | 195.3 | 135 | 111.6 | 0 | 6.975 | 6.975 | 54 | 111.6 | 243 | 279 | 2199 | 1649.25 | 0.28444
8129 | Ventilation | Transfer Fan | TF-S2-01 | Uniform |  | 0.75 |  |  |  |  | 1.0053619302949100 | 0.75 | 0.75 | 0.65475 | 0.75 |  | 0.1 | All Day | 24.0 | 74.4 | 67.2 | 74.4 | 72 | 74.4 | 72 | 74.4 | 74.4 | 72 | 74.4 | 72 | 74.4 | 55.8 | 50.4 | 55.8 | 54 | 55.8 | 54 | 55.8 | 55.8 | 54 | 55.8 | 54 | 55.8 | 876 | 657 | 0.033742
8130 | Ventilation | Transfer Fan | TF-S2-02 | Uniform |  | 0.75 |  |  |  |  | 1.0053619302949100 | 0.75 | 0.75 | 0.65475 | 0.75 |  | 0.1 | All Day | 24.0 | 74.4 | 67.2 | 74.4 | 72 | 74.4 | 72 | 74.4 | 74.4 | 72 | 74.4 | 72 | 74.4 | 55.8 | 50.4 | 55.8 | 54 | 55.8 | 54 | 55.8 | 55.8 | 54 | 55.8 | 54 | 55.8 | 876 | 657 | 0.033742
8131 | Ventilation | Transfer Fan | TF-S2-03 | Uniform |  | 0.75 |  |  |  |  | 1.0053619302949100 | 0.75 | 0.75 | 0.65475 | 0.75 |  | 0.1 | All Day | 24.0 | 74.4 | 67.2 | 74.4 | 72 | 74.4 | 72 | 74.4 | 74.4 | 72 | 74.4 | 72 | 74.4 | 55.8 | 50.4 | 55.8 | 54 | 55.8 | 54 | 55.8 | 55.8 | 54 | 55.8 | 54 | 55.8 | 876 | 657 | 0.033742
8132 | Ventilation | Transfer Fan | TF-S3-01 | Uniform |  | 0.75 |  |  |  |  | 1.0053619302949100 | 0.75 | 0.75 | 0.65475 | 0.75 |  | 0.1 | All Day | 24.0 | 74.4 | 67.2 | 74.4 | 72 | 74.4 | 72 | 74.4 | 74.4 | 72 | 74.4 | 72 | 74.4 | 55.8 | 50.4 | 55.8 | 54 | 55.8 | 54 | 55.8 | 55.8 | 54 | 55.8 | 54 | 55.8 | 876 | 657 | 0.033742
8133 | Ventilation | Transfer Fan | TF-S3-02 | Uniform |  | 0.75 |  |  |  |  | 1.0053619302949100 | 0.75 | 0.75 | 0.65475 | 0.75 |  | 0.1 | All Day | 24.0 | 74.4 | 67.2 | 74.4 | 72 | 74.4 | 72 | 74.4 | 74.4 | 72 | 74.4 | 72 | 74.4 | 55.8 | 50.4 | 55.8 | 54 | 55.8 | 54 | 55.8 | 55.8 | 54 | 55.8 | 54 | 55.8 | 876 | 657 | 0.033742
8134 | Ventilation | Transfer Fan | TF-S3-03 | Uniform |  | 0.75 |  |  |  |  | 1.0053619302949100 | 0.75 | 0.75 | 0.65475 | 0.75 |  | 0.1 | All Day | 24.0 | 74.4 | 67.2 | 74.4 | 72 | 74.4 | 72 | 74.4 | 74.4 | 72 | 74.4 | 72 | 74.4 | 55.8 | 50.4 | 55.8 | 54 | 55.8 | 54 | 55.8 | 55.8 | 54 | 55.8 | 54 | 55.8 | 876 | 657 | 0.033742
8135 | Ventilation | Transfer Fan | TF-S4-01 | Uniform |  | 0.75 |  |  |  |  | 1.0053619302949100 | 0.75 | 0.75 | 0.65475 | 0.75 |  | 0.1 | All Day | 24.0 | 74.4 | 67.2 | 74.4 | 72 | 74.4 | 72 | 74.4 | 74.4 | 72 | 74.4 | 72 | 74.4 | 55.8 | 50.4 | 55.8 | 54 | 55.8 | 54 | 55.8 | 55.8 | 54 | 55.8 | 54 | 55.8 | 876 | 657 | 0.033742
8136 | Ventilation | Transfer Fan | TF-S4-02 | Uniform |  | 0.75 |  |  |  |  | 1.0053619302949100 | 0.75 | 0.75 | 0.65475 | 0.75 |  | 0.1 | All Day | 24.0 | 74.4 | 67.2 | 74.4 | 72 | 74.4 | 72 | 74.4 | 74.4 | 72 | 74.4 | 72 | 74.4 | 55.8 | 50.4 | 55.8 | 54 | 55.8 | 54 | 55.8 | 55.8 | 54 | 55.8 | 54 | 55.8 | 876 | 657 | 0.033742
8137 | Ventilation | Transfer Fan | TF-S4-03 | Uniform |  | 0.75 |  |  |  |  | 1.0053619302949100 | 0.75 | 0.75 | 0.65475 | 0.75 |  | 0.1 | All Day | 24.0 | 74.4 | 67.2 | 74.4 | 72 | 74.4 | 72 | 74.4 | 74.4 | 72 | 74.4 | 72 | 74.4 | 55.8 | 50.4 | 55.8 | 54 | 55.8 | 54 | 55.8 | 55.8 | 54 | 55.8 | 54 | 55.8 | 876 | 657 | 0.033742
8138 | Ventilation | Transfer Fan | TF-N5-01 | Uniform |  | 0.75 |  |  |  |  | 1.0053619302949100 | 0.75 | 0.75 | 0.65475 | 0.75 |  | 0.1 | All Day | 24.0 | 74.4 | 67.2 | 74.4 | 72 | 74.4 | 72 | 74.4 | 74.4 | 72 | 74.4 | 72 | 74.4 | 55.8 | 50.4 | 55.8 | 54 | 55.8 | 54 | 55.8 | 55.8 | 54 | 55.8 | 54 | 55.8 | 876 | 657 | 0.033742
8139 | Ventilation | Transfer Fan | TF-N5-02 | Uniform |  | 0.75 |  |  |  |  | 1.0053619302949100 | 0.75 | 0.75 | 0.65475 | 0.75 |  | 0.1 | All Day | 24.0 | 74.4 | 67.2 | 74.4 | 72 | 74.4 | 72 | 74.4 | 74.4 | 72 | 74.4 | 72 | 74.4 | 55.8 | 50.4 | 55.8 | 54 | 55.8 | 54 | 55.8 | 55.8 | 54 | 55.8 | 54 | 55.8 | 876 | 657 | 0.033742
8140 | Ventilation | Transfer Fan | TF-S5-02 | Uniform |  | 0.75 |  |  |  |  | 1.0053619302949100 | 0.75 | 0.75 | 0.65475 | 0.75 |  | 0.1 | All Day | 24.0 | 74.4 | 67.2 | 74.4 | 72 | 74.4 | 72 | 74.4 | 74.4 | 72 | 74.4 | 72 | 74.4 | 55.8 | 50.4 | 55.8 | 54 | 55.8 | 54 | 55.8 | 55.8 | 54 | 55.8 | 54 | 55.8 | 876 | 657 | 0.033742
8141 | Electric heating | 48 x Studios - 3FT Baseboard/Room |  | Heating 1 |  | 0.75 |  |  |  |  | 1.0053619302949100 | 0.75 | 0.75 | 0.65475 | 36 |  | 0.3 | All Day | 24.0 | 223.2 | 201.6 | 178.56 | 129.6 | 89.28 | 0 | 0 | 0 | 0 | 55.8 | 114.48 | 212.04 | 8035.2 | 7257.6 | 6428.16 | 4665.6 | 3214.08 | 0 | 0 | 0 | 0 | 2008.8 | 4121.28 | 7633.44 | 1204.56 | 43364.16 | 11.7502
8142 | Electric heating | 16 x 4 Bedroom Apt - 3FT Baseboard/Room |  | Heating 1 |  | 0.75 |  |  |  |  | 1.0053619302949100 | 0.75 | 0.75 | 0.65475 | 72 |  | 0.3 | All Day | 24.0 | 223.2 | 201.6 | 178.56 | 129.6 | 89.28 | 0 | 0 | 0 | 0 | 55.8 | 114.48 | 212.04 | 16070.4 | 14515.2 | 12856.32 | 9331.2 | 6428.16 | 0 | 0 | 0 | 0 | 4017.6 | 8242.56 | 15266.88 | 1204.56 | 86728.32 | 23.5005
8143 | Electric heating | 18 x 1 Bedroom Apt - 3FT Baseboard/Room |  | Heating 1 |  | 0.75 |  |  |  |  | 1.0053619302949100 | 0.75 | 0.75 | 0.65475 | 40.5 |  | 0.3 | All Day | 24.0 | 223.2 | 201.6 | 178.56 | 129.6 | 89.28 | 0 | 0 | 0 | 0 | 55.8 | 114.48 | 212.04 | 9039.6 | 8164.8 | 7231.68 | 5248.8 | 3615.84 | 0 | 0 | 0 | 0 | 2259.9 | 4636.44 | 8587.62 | 1204.56 | 48784.68 | 13.219
8144 | Electric Heating | Electric Basebaord Heater |  | Heating 1 |  | 0.75 |  |  |  |  | 1.0053619302949100 | 1 | 1 | 1 | 0.75 |  | 0.1 |  | 24.0 | 74.4 | 0 | 55.8 | 36 | 29.76 | 14.4 | 1.86 | 1.86 | 1.8 | 52.08 | 28.8 | 52.08 | 55.8 | 0 | 41.85 | 27 | 22.32 | 10.8 | 1.395 | 1.395 | 1.35 | 39.06 | 21.6 | 39.06 | 348.84 | 261.63 | 0.018284
8145 | Pump | AHU Heating Loop | P-1A | Pumps 16°C |  | 0.75 |  |  |  |  | 1.0053619302949100 | 0.75 | 0.75 | 0.65475 | 0.75 |  | 0.5 | 24h 7d | 24.0 | 332.6161 | 257.5989 | 241.9314 | 162.0803 | 73.1647 | 44.4004 | 7.4138 | 0.69465 | 31.1696 | 141.8106 | 199.0644 | 372 | 249.462 | 193.1992 | 181.4485 | 121.5602 | 54.8736 | 33.3003 | 5.5603 | 0.52099 | 23.3772 | 106.358 | 149.2983 | 279 | 1863.9449 | 1397.9587 | 0.16584
8146 | Pump | AHU Heating Loop | P-1B | Pumps 16°C |  | 0.75 |  |  |  |  | 1.0053619302949100 | 0.75 | 0.75 | 0.65475 | 0.75 |  | 0.5 | 24h 7d | 24.0 | 332.6161 | 257.5989 | 241.9314 | 162.0803 | 73.1647 | 44.4004 | 7.4138 | 0.69465 | 31.1696 | 141.8106 | 199.0644 | 372 | 249.462 | 193.1992 | 181.4485 | 121.5602 | 54.8736 | 33.3003 | 5.5603 | 0.52099 | 23.3772 | 106.358 | 149.2983 | 279 | 1863.9449 | 1397.9587 | 0.16584
8147 | Ventilation | Exhaust Fan | EF-102 | Uniform |  | 0.75 |  |  |  |  | 1.0053619302949100 | 0.75 | 0.75 | 0.65475 | 0.75 |  | 1 | EF-102 | 11.357142857142900 | 352.0714 | 318 | 352.0714 | 340.7143 | 352.0714 | 340.7143 | 352.0714 | 316.8643 | 340.7143 | 352.0714 | 340.7143 | 352.0714 | 264.0536 | 238.5 | 264.0536 | 255.5357 | 264.0536 | 255.5357 | 264.0536 | 237.6482 | 255.5357 | 264.0536 | 255.5357 | 264.0536 | 4110.15 | 3082.6125 | 0.072133
8148 | Electric heating | Forced Flow Heater |  | Heating 1 |  | 0.75 |  |  |  |  | 1.0053619302949100 | 1 | 1 | 1 | 0.75 |  | 0.3 | All Day | 24.0 | 223.2 | 181.44 | 156.24 | 108 | 89.28 | 0 | 5.58 | 5.58 | 43.2 | 89.28 | 194.4 | 223.2 | 167.4 | 136.08 | 117.18 | 81 | 66.96 | 0 | 4.185 | 4.185 | 32.4 | 66.96 | 145.8 | 167.4 | 1319.4 | 989.55 | 0.17066
8149 | AC system | Fan (x2) |  | Cooling 1 |  | 0.75 |  |  |  |  | 1.0053619302949100 | 0.75 | 0.75 | 0.65475 | 1.5 |  | 0.3 | All Day | 24.0 | 0 | 0 | 0 | 0 | 0 | 0 | 111.6 | 223.2 | 108 | 156.24 | 0 | 0 | 0 | 0 | 0 | 0 | 0 | 0 | 167.4 | 334.8 | 162 | 234.36 | 0 | 0 | 599.04 | 898.56 | 0.5456
8150 | Fan Coil Unit | Supply Fan | FF-101 | Fan Coil |  | 0.75 |  |  |  |  | 1.0053619302949100 | 0.75 | 0.75 | 0.65475 | 0.75 |  | 1 | All Day | 24.0 | 148.8 | 201.6 | 297.6 | 360 | 372 | 720 | 744 | 744 | 720 | 446.4 | 216 | 74.4 | 111.6 | 151.2 | 223.2 | 270 | 279 | 540 | 558 | 558 | 540 | 334.8 | 162 | 55.8 | 5044.8 | 3783.6 | 0.088537
8151 | Fan Coil Unit | Supply Fan | FF-102 | Fan Coil |  | 0.75 |  |  |  |  | 1.0053619302949100 | 0.75 | 0.75 | 0.65475 | 0.75 |  | 1 | All Day | 24.0 | 148.8 | 201.6 | 297.6 | 360 | 372 | 720 | 744 | 744 | 720 | 446.4 | 216 | 74.4 | 111.6 | 151.2 | 223.2 | 270 | 279 | 540 | 558 | 558 | 540 | 334.8 | 162 | 55.8 | 5044.8 | 3783.6 | 0.088537
8152 | Fan Coil Unit | Supply Fan | FF-103 | Fan Coil |  | 0.75 |  |  |  |  | 1.0053619302949100 | 0.75 | 0.75 | 0.65475 | 0.75 |  | 1 | All Day | 24.0 | 148.8 | 201.6 | 297.6 | 360 | 372 | 720 | 744 | 744 | 720 | 446.4 | 216 | 74.4 | 111.6 | 151.2 | 223.2 | 270 | 279 | 540 | 558 | 558 | 540 | 334.8 | 162 | 55.8 | 5044.8 | 3783.6 | 0.088537
8153 | Fan Coil Unit | Supply Fan | FF-104 | Fan Coil |  | 0.75 |  |  |  |  | 1.0053619302949100 | 0.75 | 0.75 | 0.65475 | 0.75 |  | 1 | All Day | 24.0 | 148.8 | 201.6 | 297.6 | 360 | 372 | 720 | 744 | 744 | 720 | 446.4 | 216 | 74.4 | 111.6 | 151.2 | 223.2 | 270 | 279 | 540 | 558 | 558 | 540 | 334.8 | 162 | 55.8 | 5044.8 | 3783.6 | 0.088537
8154 | Fan Coil Unit | Supply Fan | FF-105 | Fan Coil |  | 0.75 |  |  |  |  | 1.0053619302949100 | 0.75 | 0.75 | 0.65475 | 0.75 |  | 1 | All Day | 24.0 | 148.8 | 201.6 | 297.6 | 360 | 372 | 720 | 744 | 744 | 720 | 446.4 | 216 | 74.4 | 111.6 | 151.2 | 223.2 | 270 | 279 | 540 | 558 | 558 | 540 | 334.8 | 162 | 55.8 | 5044.8 | 3783.6 | 0.088537
8155 | Ventilation | Exhaust Fan | EF-7 | Uniform |  | 0.75 |  |  |  |  | 1.0053619302949100 | 0.75 | 0.75 | 0.65475 | 0.75 | 0.84 | 1 | All Day | 24.0 | 744 | 672 | 744 | 720 | 744 | 720 | 744 | 669.6 | 720 | 744 | 720 | 744 | 393.7248 | 355.6224 | 393.7248 | 381.024 | 393.7248 | 381.024 | 393.7248 | 354.3523 | 381.024 | 393.7248 | 381.024 | 393.7248 | 8685.6 | 4596.4195 | 0.10756
8156 | Ventilation | Exhaust Fan | EF-23 | Uniform |  | 0.75 |  |  |  |  | 1.0053619302949100 | 0.75 | 0.75 | 0.65475 | 0.75 | 1 | 1 | All Day | 24.0 | 744 | 672 | 744 | 720 | 744 | 720 | 744 | 669.6 | 720 | 744 | 720 | 744 | 558 | 504 | 558 | 540 | 558 | 540 | 558 | 502.2 | 540 | 558 | 540 | 558 | 8685.6 | 6514.2 | 0.15243
8157 | Ventilation | Exhaust Fan | EF-24 | Uniform |  | 0.75 |  |  |  |  | 1.0053619302949100 | 0.75 | 0.75 | 0.65475 | 0.75 | 1 | 1 | All Day | 24.0 | 744 | 672 | 744 | 720 | 744 | 720 | 744 | 669.6 | 720 | 744 | 720 | 744 | 558 | 504 | 558 | 540 | 558 | 540 | 558 | 502.2 | 540 | 558 | 540 | 558 | 8685.6 | 6514.2 | 0.15243
8158 | Ventilation | Exhaust Fan | EF-26 | Uniform |  | 0.75 |  |  |  |  | 1.0053619302949100 | 0.75 | 0.75 | 0.65475 | 0.75 | 1 | 1 | All Day | 24.0 | 744 | 672 | 744 | 720 | 744 | 720 | 744 | 669.6 | 720 | 744 | 720 | 744 | 558 | 504 | 558 | 540 | 558 | 540 | 558 | 502.2 | 540 | 558 | 540 | 558 | 8685.6 | 6514.2 | 0.15243
8159 | Pump | Tower West DHW | TW DHW supply P1 | Uniform | 0.08333333333333330 | [5 empty] | 0.08333333333333330 | 0.75 | 0.75 | 0.7 | 0.062167 |  | 0.5 | All Day | 24.0 | 372 | 336 | 372 | 360 | 372 | 360 | 372 | 372 | 360 | 372 | 360 | 372 | 23.126 | 20.888 | 23.126 | 22.38 | 23.126 | 22.38 | 23.126 | 23.126 | 22.38 | 23.126 | 22.38 | 23.126 | 4380 | 272.29 | 0.10364
8160 | Pump | Tower East DHW | TE DHW supply P1 | Uniform | 0.08333333333333330 | [5 empty] | 0.08333333333333330 | 0.75 | 0.75 | 0.7 | 0.062167 |  | 0.5 | All Day | 24.0 | 372 | 336 | 372 | 360 | 372 | 360 | 372 | 372 | 360 | 372 | 360 | 372 | 23.126 | 20.888 | 23.126 | 22.38 | 23.126 | 22.38 | 23.126 | 23.126 | 22.38 | 23.126 | 22.38 | 23.126 | 4380 | 272.29 | 0.10364
8161 | Pump | Tower West DHW | TW DHW supply P1 | Uniform | 0.08333333333333330 | [5 empty] | 0.08333333333333330 | 0.75 | 0.75 | 0.7 | 0.062167 |  | 0.5 | All Day | 24.0 | 372 | 336 | 372 | 360 | 372 | 360 | 372 | 372 | 360 | 372 | 360 | 372 | 23.126 | 20.888 | 23.126 | 22.38 | 23.126 | 22.38 | 23.126 | 23.126 | 22.38 | 23.126 | 22.38 | 23.126 | 4380 | 272.29 | 0.10364
8162 | Pump | Tower East DHW | TE DHW supply P1 | Uniform | 0.08333333333333330 | [5 empty] | 0.08333333333333330 | 0.75 | 0.75 | 0.7 | 0.062167 |  | 0.5 | All Day | 24.0 | 372 | 336 | 372 | 360 | 372 | 360 | 372 | 372 | 360 | 372 | 360 | 372 | 23.126 | 20.888 | 23.126 | 22.38 | 23.126 | 22.38 | 23.126 | 23.126 | 22.38 | 23.126 | 22.38 | 23.126 | 4380 | 272.29 | 0.10364
8163 | Ventilation | Lower Stair Air Pressurization | SF B4 | Uniform | 0.08333333333333330 | [5 empty] | 0.08333333333333330 | 0.75 | 0.75 | 0.7 | 0.062167 |  | 1 | All Day | 24.0 | 744 | 672 | 744 | 720 | 744 | 720 | 744 | 744 | 720 | 744 | 720 | 744 | 46.252 | 41.776 | 46.252 | 44.76 | 46.252 | 44.76 | 46.252 | 46.252 | 44.76 | 46.252 | 44.76 | 46.252 | 8760 | 544.58 | 0.065148
8164 | Ventilation | Exhaust Fan | EF-11 | Uniform | 0.08333333333333330 | [5 empty] | 0.08333333333333330 | 0.75 | 0.75 | 0.7 | 0.062167 |  | 1 | All Day | 24.0 | 744 | 672 | 744 | 720 | 744 | 720 | 744 | 744 | 720 | 744 | 720 | 744 | 46.252 | 41.776 | 46.252 | 44.76 | 46.252 | 44.76 | 46.252 | 46.252 | 44.76 | 46.252 | 44.76 | 46.252 | 8760 | 544.58 | 0.15787
8165 | Ventilation | Exhaust Fan | EF-29 | Uniform | 0.08333333333333330 | [5 empty] | 0.08333333333333330 | 0.75 | 0.75 | 0.7 | 0.062167 |  | 1 | All Day | 24.0 | 744 | 672 | 744 | 720 | 744 | 720 | 744 | 744 | 720 | 744 | 720 | 744 | 46.252 | 41.776 | 46.252 | 44.76 | 46.252 | 44.76 | 46.252 | 46.252 | 44.76 | 46.252 | 44.76 | 46.252 | 8760 | 544.58 | 0.15787
8166 | Ventilation | Exhaust Fan | EF-47 | Uniform | 0.08333333333333330 | [5 empty] | 0.08333333333333330 | 0.75 | 0.75 | 0.7 | 0.062167 |  | 1 | All Day | 24.0 | 744 | 672 | 744 | 720 | 744 | 720 | 744 | 744 | 720 | 744 | 720 | 744 | 46.252 | 41.776 | 46.252 | 44.76 | 46.252 | 44.76 | 46.252 | 46.252 | 44.76 | 46.252 | 44.76 | 46.252 | 8760 | 544.58 | 0.15787
8167 | Ventilation | Exhaust Fan | EF-48 | Uniform | 0.08333333333333330 | [5 empty] | 0.08333333333333330 | 0.75 | 0.75 | 0.7 | 0.062167 |  | 1 | All Day | 24.0 | 744 | 672 | 744 | 720 | 744 | 720 | 744 | 744 | 720 | 744 | 720 | 744 | 46.252 | 41.776 | 46.252 | 44.76 | 46.252 | 44.76 | 46.252 | 46.252 | 44.76 | 46.252 | 44.76 | 46.252 | 8760 | 544.58 | 0.15787
8168 | Pump | Pump 2 - Coil Pump Boiler Side |  | Uniform | 0.08333333333333330 | [5 empty] | 0.08333333333333330 | 0.75 | 0.75 | 0.7 | 0.062167 |  | 1 | All Day | 24.0 | 744 | 672 | 744 | 720 | 744 | 720 | 744 | 744 | 720 | 744 | 720 | 744 | 46.252 | 41.776 | 46.252 | 44.76 | 46.252 | 44.76 | 46.252 | 46.252 | 44.76 | 46.252 | 44.76 | 46.252 | 8760 | 544.58 | 0.70189
8169 | Pump | Pump 2 - Coil Pump Boiler Side |  | Uniform | 0.08333333333333330 | [5 empty] | 0.08333333333333330 | 0.75 | 0.75 | 0.7 | 0.062167 |  | 1 | All Day | 24.0 | 744 | 672 | 744 | 720 | 744 | 720 | 744 | 744 | 720 | 744 | 720 | 744 | 46.252 | 41.776 | 46.252 | 44.76 | 46.252 | 44.76 | 46.252 | 46.252 | 44.76 | 46.252 | 44.76 | 46.252 | 8760 | 544.58 | 0.70189
8170 | Ventilation | Exhaust Fan |  | Uniform | 0.08333333333333330 | [5 empty] | 0.08333333333333330 | 0.75 | 0.75 | 0.7 | 0.062167 |  | 1 | All Day | 24.0 | 744 | 672 | 744 | 720 | 744 | 720 | 744 | 744 | 720 | 744 | 720 | 744 | 46.252 | 41.776 | 46.252 | 44.76 | 46.252 | 44.76 | 46.252 | 46.252 | 44.76 | 46.252 | 44.76 | 46.252 | 8760 | 544.58 | 0.17782
8171 | Ventilation | Exhaust Fan |  | Uniform | 0.08333333333333330 | [5 empty] | 0.08333333333333330 | 0.75 | 0.75 | 0.7 | 0.062167 |  | 1 | All Day | 24.0 | 744 | 672 | 744 | 720 | 744 | 720 | 744 | 744 | 720 | 744 | 720 | 744 | 46.252 | 41.776 | 46.252 | 44.76 | 46.252 | 44.76 | 46.252 | 46.252 | 44.76 | 46.252 | 44.76 | 46.252 | 8760 | 544.58 | 0.17782
8172 | Pump | DHW Recirc Pump | P-3 | Uniform | 0.08333333333333330 | [5 empty] | 0.08333333333333330 | 0.75 | 0.75 | 0.7 | 0.062167 |  | 1 | 24/7 | 24.0 | 744 | 672 | 744 | 720 | 744 | 720 | 744 | 744 | 720 | 744 | 720 | 744 | 46.252 | 41.776 | 46.252 | 44.76 | 46.252 | 44.76 | 46.252 | 46.252 | 44.76 | 46.252 | 44.76 | 46.252 | 8760 | 544.58 | 0.054526
8173 | Pump | DHW Recirc Pump | P-10 | Uniform | 0.08333333333333330 | [5 empty] | 0.08333333333333330 | 0.75 | 0.75 | 0.7 | 0.062167 |  | 1 | 24/7 | 24.0 | 744 | 672 | 744 | 720 | 744 | 720 | 744 | 744 | 720 | 744 | 720 | 744 | 46.252 | 41.776 | 46.252 | 44.76 | 46.252 | 44.76 | 46.252 | 46.252 | 44.76 | 46.252 | 44.76 | 46.252 | 8760 | 544.58 | 0.054526
8174 | Pump | Domestic Recirc | P-8 | Uniform | 0.08333333333333330 | [5 empty] | 0.08333333333333330 | 0.75 | 0.75 | 0.7 | 0.062167 |  | 1 | All Day | 24.0 | 744 | 672 | 744 | 720 | 744 | 720 | 744 | 744 | 720 | 744 | 720 | 744 | 46.252 | 41.776 | 46.252 | 44.76 | 46.252 | 44.76 | 46.252 | 46.252 | 44.76 | 46.252 | 44.76 | 46.252 | 8760 | 544.58 | 0.097976
8175 | Pump | Recirculation Pump | P-7 | Uniform | 0.08333333333333330 | [5 empty] | 0.08333333333333330 | 0.75 | 0.75 | 0.7 | 0.062167 |  | 1 | All Day | 24.0 | 744 | 672 | 744 | 720 | 744 | 720 | 744 | 744 | 720 | 744 | 720 | 744 | 46.252 | 41.776 | 46.252 | 44.76 | 46.252 | 44.76 | 46.252 | 46.252 | 44.76 | 46.252 | 44.76 | 46.252 | 8760 | 544.58 | 0.1159
8176 | Pump | Pump 2 - Coil Pump Boiler Side |  | Uniform | 0.08333333333333330 | [5 empty] | 0.08333333333333330 | 0.75 | 0.75 | 0.7 | 0.062167 |  | 1 | All Day | 24.0 | 744 | 672 | 744 | 720 | 744 | 720 | 744 | 744 | 720 | 744 | 720 | 744 | 46.252 | 41.776 | 46.252 | 44.76 | 46.252 | 44.76 | 46.252 | 46.252 | 44.76 | 46.252 | 44.76 | 46.252 | 8760 | 544.58 | 0.70189
8177 | Pump | Pump 2 - Coil Pump Boiler Side |  | Uniform | 0.08333333333333330 | [5 empty] | 0.08333333333333330 | 0.75 | 0.75 | 0.7 | 0.062167 |  | 1 | All Day | 24.0 | 744 | 672 | 744 | 720 | 744 | 720 | 744 | 744 | 720 | 744 | 720 | 744 | 46.252 | 41.776 | 46.252 | 44.76 | 46.252 | 44.76 | 46.252 | 46.252 | 44.76 | 46.252 | 44.76 | 46.252 | 8760 | 544.58 | 0.70189
8178 | Ventilation | Lower Stair Air Pressurization | SF B4 | Uniform | 0.08333333333333330 | [5 empty] | 0.08333333333333330 | 0.75 | 0.75 | 0.7 | 0.062167 |  | 1 | All Day | 24.0 | 744 | 672 | 744 | 720 | 744 | 720 | 744 | 744 | 720 | 744 | 720 | 744 | 46.252 | 41.776 | 46.252 | 44.76 | 46.252 | 44.76 | 46.252 | 46.252 | 44.76 | 46.252 | 44.76 | 46.252 | 8760 | 544.58 | 0.065148
8179 | Pump | Circulation Pump | P-7 | Uniform | 0.08333333333333330 | [5 empty] | 0.08333333333333330 | 0.75 | 0.75 | 0.7 | 0.062167 |  | 0.4 | All Day | 24.0 | 297.6 | 268.8 | 297.6 | 288 | 297.6 | 288 | 297.6 | 297.6 | 288 | 297.6 | 288 | 297.6 | 18.5008 | 16.7104 | 18.5008 | 17.904 | 18.5008 | 17.904 | 18.5008 | 18.5008 | 17.904 | 18.5008 | 17.904 | 18.5008 | 3504 | 217.832 | 0.027341
8180 | Ventilation | Exhaust Fan | EF-23 | Uniform | 0.08333333333333330 | [5 empty] | 0.08333333333333330 | 0.75 | 0.75 | 0.7 | 0.062167 |  | 1 | EF-23/25 | 13.0 | 403 | 364 | 403 | 390 | 403 | 390 | 403 | 403 | 390 | 403 | 390 | 403 | 25.0532 | 22.6287 | 25.0532 | 24.245 | 25.0532 | 24.245 | 25.0532 | 25.0532 | 24.245 | 25.0532 | 24.245 | 25.0532 | 4745 | 294.9808 | 0.029535
8181 | Pump | DHW Circ Pump-1 | DHW P-1 | Uniform | 0.08333333333333330 | [5 empty] | 0.08333333333333330 | 0.75 | 0.75 | 0.7 | 0.062167 |  | 1 | Occupied | 17.5 | 542.5 | 441 | 542.5 | 525 | 488.25 | 210 | 108.5 | 54.25 | 315 | 542.5 | 525 | 542.5 | 33.7254 | 27.4155 | 33.7254 | 32.6375 | 30.3529 | 13.055 | 6.7451 | 3.3725 | 19.5825 | 33.7254 | 32.6375 | 33.7254 | 4837 | 300.7002 | 0.13062
8182 | Ventilation | Exhaust Fan | EF-37 | Uniform | 0.08333333333333330 | [5 empty] | 0.08333333333333330 | 0.75 | 0.75 | 0.7 | 0.062167 |  | 0.35 | 24h 7d | 24.0 | 260.4 | 235.2 | 260.4 | 252 | 260.4 | 252 | 260.4 | 260.4 | 252 | 260.4 | 252 | 260.4 | 16.1882 | 14.6216 | 16.1882 | 15.666 | 16.1882 | 15.666 | 16.1882 | 16.1882 | 15.666 | 16.1882 | 15.666 | 16.1882 | 3066 | 190.603 | 0.022611
8183 | Pump | Pump | P-18 | Heating 1 | 0.08333333333333330 | [5 empty] | 0.08333333333333330 | 0.75 | 0.75 | 0.7 | 0.062167 |  | 1 | Occupied | 16.523809523809500 | 512.2381 | 462.6667 | 384.1786 | 247.8571 | 204.8952 | 99.1429 | 12.806 | 12.806 | 12.3929 | 102.4476 | 198.2857 | 358.5667 | 31.8441 | 28.7624 | 23.8831 | 15.4085 | 12.7377 | 6.1634 | 0.7961 | 0.7961 | 0.77042 | 6.3688 | 12.3268 | 22.2909 | 2608.2833 | 162.1483 | 0.014404
8184 | Pump | Pump | P-18 | Heating 1 | 0.08333333333333330 | [5 empty] | 0.08333333333333330 | 0.75 | 0.75 | 0.7 | 0.062167 |  | 1 | Occupied | 16.523809523809500 | 512.2381 | 462.6667 | 384.1786 | 247.8571 | 204.8952 | 99.1429 | 12.806 | 12.806 | 12.3929 | 102.4476 | 198.2857 | 358.5667 | 31.8441 | 28.7624 | 23.8831 | 15.4085 | 12.7377 | 6.1634 | 0.7961 | 0.7961 | 0.77042 | 6.3688 | 12.3268 | 22.2909 | 2608.2833 | 162.1483 | 0.014274
8185 | Pump | DHW Circulation Pump |  | Heating 1 | 0.08333333333333330 | [5 empty] | 0.08333333333333330 | 0.75 | 0.75 | 0.7 | 0.062167 |  | 1 | All Day | 24.0 | 744 | 604.8 | 558 | 468 | 319.92 | 309.6 | 148.8 | 111.6 | 187.2 | 416.64 | 590.4 | 744 | 46.252 | 37.5984 | 34.689 | 29.094 | 19.8884 | 19.2468 | 9.2504 | 6.9378 | 11.6376 | 25.9011 | 36.7032 | 46.252 | 5202.96 | 323.4507 | 0.075739
8186 | Miscellaneous electricity | Motor Hot Water Unit Heater | UH-1 | Heating 1 | 0.08333333333333330 | [5 empty] | 0.08333333333333330 | 0.75 | 0.75 | 0.7 | 0.062167 |  | 0.3 | All Day | 24.0 | 223.2 | 201.6 | 167.4 | 129.6 | 89.28 | 43.2 | 5.58 | 5.58 | 0 | 133.92 | 172.8 | 223.2 | 13.8756 | 12.5328 | 10.4067 | 8.0568 | 5.5502 | 2.6856 | 0.34689 | 0.34689 | 0 | 8.3254 | 10.7424 | 13.8756 | 1395.36 | 86.7449 | 0.0016422
8187 | Miscellaneous electricity | Motor Hot Water Unit Heater | UH-2 | Heating 1 | 0.08333333333333330 | [5 empty] | 0.08333333333333330 | 0.75 | 0.75 | 0.7 | 0.062167 |  | 0.3 | All Day | 24.0 | 223.2 | 201.6 | 167.4 | 129.6 | 89.28 | 43.2 | 5.58 | 5.58 | 0 | 133.92 | 172.8 | 223.2 | 13.8756 | 12.5328 | 10.4067 | 8.0568 | 5.5502 | 2.6856 | 0.34689 | 0.34689 | 0 | 8.3254 | 10.7424 | 13.8756 | 1395.36 | 86.7449 | 0.0016422
8188 | Electric heating | HW Force Flow Fan |  | Heating 1 | 0.08333333333333330 | [5 empty] | 0.08333333333333330 | 0.75 | 0.75 | 0.7 | 0.062167 |  | 0.45 | All Day | 24.0 | 301.32 | 302.4 | 200.88 | 32.4 | 25.11 | 32.4 | 0 | 0 | 16.2 | 83.7 | 194.4 | 334.8 | 18.7321 | 18.7992 | 12.488 | 2.0142 | 1.561 | 2.0142 | 0 | 0 | 1.0071 | 5.2034 | 12.0852 | 20.8134 | 1523.61 | 94.7178 | 0.030928
8189 | Electric heating | HW Force Flow Fan |  | Heating 1 | 0.08333333333333330 | [5 empty] | 0.08333333333333330 | 0.75 | 0.75 | 0.7 | 0.062167 |  | 0.45 | All Day | 24.0 | 301.32 | 302.4 | 200.88 | 32.4 | 25.11 | 32.4 | 0 | 0 | 16.2 | 83.7 | 194.4 | 334.8 | 18.7321 | 18.7992 | 12.488 | 2.0142 | 1.561 | 2.0142 | 0 | 0 | 1.0071 | 5.2034 | 12.0852 | 20.8134 | 1523.61 | 94.7178 | 0.030928
8190 | Electric heating | HW Unit Heater Fan | 2-UH1 | Heating 1 | 0.08333333333333330 | [5 empty] | 0.08333333333333330 | 0.75 | 0.75 | 0.7 | 0.062167 |  | 0.45 | All Day | 24.0 | 301.32 | 302.4 | 200.88 | 32.4 | 25.11 | 32.4 | 0 | 0 | 16.2 | 83.7 | 194.4 | 334.8 | 18.7321 | 18.7992 | 12.488 | 2.0142 | 1.561 | 2.0142 | 0 | 0 | 1.0071 | 5.2034 | 12.0852 | 20.8134 | 1523.61 | 94.7178 | 0.030928
8191 | Pump | Pump | P-18 | Heating 1 | 0.08333333333333330 | [5 empty] | 0.08333333333333330 | 0.75 | 0.75 | 0.7 | 0.062167 |  | 1 | Occupied | 18.357142857142900 | 569.0714 | 514 | 426.8036 | 275.3571 | 227.6286 | 110.1429 | 14.2268 | 14.2268 | 13.7679 | 113.8143 | 220.2857 | 398.35 | 35.3773 | 31.9537 | 26.533 | 17.118 | 14.1509 | 6.8472 | 0.88443 | 0.88443 | 0.8559 | 7.0755 | 13.6944 | 24.7641 | 2897.675 | 180.1388 | 0.016005
8192 | Pump | Circulation Pump | 34-02-003 | Heating 1 | 0.08333333333333330 | [5 empty] | 0.08333333333333330 | 0.75 | 0.75 | 0.7 | 0.062167 |  | 0.2 | All Day | 24.0 | 148.8 | 134.4 | 104.16 | 57.6 | 29.76 | 21.6 | 0 | 0 | 43.2 | 89.28 | 129.6 | 148.8 | 9.2504 | 8.3552 | 6.4753 | 3.5808 | 1.8501 | 1.3428 | 0 | 0 | 2.6856 | 5.5502 | 8.0568 | 9.2504 | 907.2 | 56.3976 | 0.072997
8193 | Electric heating | HW Unit Heater Fan | UH-1 thru 4 | Heating 1 | 0.08333333333333330 | [5 empty] | 0.08333333333333330 | 0.75 | 0.75 | 0.7 | 0.24867 |  | 0.25 | All Day | 24.0 | 186 | 134.4 | 111.6 | 90 | 74.4 | 36 | 0 | 0 | 4.5 | 55.8 | 108 | 186 | 46.252 | 33.4208 | 27.7512 | 22.38 | 18.5008 | 8.952 | 0 | 0 | 1.119 | 13.8756 | 26.856 | 46.252 | 986.7 | 245.3594 | 0.091664
8194 | Electric heating | HW Unit Heater Fan |  | Heating 1 | 0.08333333333333330 | [5 empty] | 0.08333333333333330 | 0.75 | 0.75 | 0.7 | 0.062167 |  | 0.25 | All Day | 24.0 | 186 | 134.4 | 111.6 | 90 | 74.4 | 36 | 0 | 0 | 4.5 | 55.8 | 108 | 186 | 11.563 | 8.3552 | 6.9378 | 5.595 | 4.6252 | 2.238 | 0 | 0 | 0.27975 | 3.4689 | 6.714 | 11.563 | 986.7 | 61.3398 | 0.022916
8195 | Electric heating | HW Unit Heater Fan |  | Heating 1 | 0.08333333333333330 | [5 empty] | 0.08333333333333330 | 0.75 | 0.75 | 0.7 | 0.062167 |  | 0.25 | All Day | 24.0 | 186 | 134.4 | 111.6 | 90 | 74.4 | 36 | 0 | 0 | 4.5 | 55.8 | 108 | 186 | 11.563 | 8.3552 | 6.9378 | 5.595 | 4.6252 | 2.238 | 0 | 0 | 0.27975 | 3.4689 | 6.714 | 11.563 | 986.7 | 61.3398 | 0.022916
8196 | Heat pump | Fan | RTU08 | Heat Pump | 0.08333333333333330 | [5 empty] | 0.08333333333333330 | 0.75 | 0.75 | 0.7 | 0.062167 |  | 0.4 |  | 12.142857142857100 | 150.5714 | 136 | 75.2857 | 58.2857 | 90.3429 | 116.5714 | 150.5714 | 135.5143 | 87.4286 | 90.3429 | 145.7143 | 150.5714 | 9.3605 | 8.4547 | 4.6803 | 3.6234 | 5.6163 | 7.2469 | 9.3605 | 8.4245 | 5.4351 | 5.6163 | 9.0586 | 9.3605 | 1387.2 | 86.2376 | 0.028763
8197 | Fan Coil Unit | Supply Fan | FC-101 | Fan Coil | 0.08333333333333330 | [5 empty] | 0.08333333333333330 | 0.75 | 0.75 | 0.7 | 0.062167 |  | 1 | All Day | 24.0 | 148.8 | 201.6 | 297.6 | 360 | 372 | 720 | 744 | 744 | 720 | 446.4 | 216 | 74.4 | 9.2504 | 12.5328 | 18.5008 | 22.38 | 23.126 | 44.76 | 46.252 | 46.252 | 44.76 | 27.7512 | 13.428 | 4.6252 | 5044.8 | 313.6184 | 0.0073387
8198 | Fan Coil Unit | Supply Fan | FC-102 | Fan Coil | 0.08333333333333330 | [5 empty] | 0.08333333333333330 | 0.75 | 0.75 | 0.7 | 0.062167 |  | 1 | All Day | 24.0 | 148.8 | 201.6 | 297.6 | 360 | 372 | 720 | 744 | 744 | 720 | 446.4 | 216 | 74.4 | 9.2504 | 12.5328 | 18.5008 | 22.38 | 23.126 | 44.76 | 46.252 | 46.252 | 44.76 | 27.7512 | 13.428 | 4.6252 | 5044.8 | 313.6184 | 0.0073387
8199 | Fan Coil Unit | Supply Fan | FC-203 | Fan Coil | 0.08333333333333330 | [5 empty] | 0.08333333333333330 | 0.75 | 0.75 | 0.7 | 0.062167 |  | 1 | All Day | 24.0 | 148.8 | 201.6 | 297.6 | 360 | 372 | 720 | 744 | 744 | 720 | 446.4 | 216 | 74.4 | 9.2504 | 12.5328 | 18.5008 | 22.38 | 23.126 | 44.76 | 46.252 | 46.252 | 44.76 | 27.7512 | 13.428 | 4.6252 | 5044.8 | 313.6184 | 0.0073387
8200 | Fan Coil Unit | Supply Fan | FC-204 | Fan Coil | 0.08333333333333330 | [5 empty] | 0.08333333333333330 | 0.75 | 0.75 | 0.7 | 0.062167 |  | 1 | All Day | 24.0 | 148.8 | 201.6 | 297.6 | 360 | 372 | 720 | 744 | 744 | 720 | 446.4 | 216 | 74.4 | 9.2504 | 12.5328 | 18.5008 | 22.38 | 23.126 | 44.76 | 46.252 | 46.252 | 44.76 | 27.7512 | 13.428 | 4.6252 | 5044.8 | 313.6184 | 0.0073387
8201 | Ventilation | Exhaust fan | EF-34 | Uniform |  | 0.08 |  |  |  |  | 0.10723860589812300 | 0.75 | 0.75 | 0.7 | 0.08 |  | 1 | All Day | 24.0 | 744 | 672 | 744 | 720 | 744 | 720 | 744 | 744 | 720 | 744 | 720 | 744 | 59.52 | 53.76 | 59.52 | 57.6 | 59.52 | 57.6 | 59.52 | 59.52 | 57.6 | 59.52 | 57.6 | 59.52 | 8760 | 700.8 | 0.11977
8202 | Ceiling Fans | Ceiling Fan | FNC001-VTC | Uniform |  | 0.08 |  |  |  |  | 0.10723860589812300 | 0.75 | 0.75 | 0.7 | 0.08 |  | 1 | All Day | 24.0 | 744 | 672 | 744 | 720 | 744 | 720 | 744 | 744 | 720 | 744 | 720 | 744 | 59.52 | 53.76 | 59.52 | 57.6 | 59.52 | 57.6 | 59.52 | 59.52 | 57.6 | 59.52 | 57.6 | 59.52 | 8760 | 700.8 | 0.039219
8203 | Ceiling Fans | Ceiling Fan | FNC002-VTC | Uniform |  | 0.08 |  |  |  |  | 0.10723860589812300 | 0.75 | 0.75 | 0.7 | 0.08 |  | 1 | All Day | 24.0 | 744 | 672 | 744 | 720 | 744 | 720 | 744 | 744 | 720 | 744 | 720 | 744 | 59.52 | 53.76 | 59.52 | 57.6 | 59.52 | 57.6 | 59.52 | 59.52 | 57.6 | 59.52 | 57.6 | 59.52 | 8760 | 700.8 | 0.039219
8204 | Ceiling Fans | Ceiling Fan | FNC003-VTC | Uniform |  | 0.08 |  |  |  |  | 0.10723860589812300 | 0.75 | 0.75 | 0.7 | 0.08 |  | 1 | All Day | 24.0 | 744 | 672 | 744 | 720 | 744 | 720 | 744 | 744 | 720 | 744 | 720 | 744 | 59.52 | 53.76 | 59.52 | 57.6 | 59.52 | 57.6 | 59.52 | 59.52 | 57.6 | 59.52 | 57.6 | 59.52 | 8760 | 700.8 | 0.039219
8205 | Ceiling Fans | Ceiling Fan | FNC004-VTC | Uniform |  | 0.08 |  |  |  |  | 0.10723860589812300 | 0.75 | 0.75 | 0.7 | 0.08 |  | 1 | All Day | 24.0 | 744 | 672 | 744 | 720 | 744 | 720 | 744 | 744 | 720 | 744 | 720 | 744 | 59.52 | 53.76 | 59.52 | 57.6 | 59.52 | 57.6 | 59.52 | 59.52 | 57.6 | 59.52 | 57.6 | 59.52 | 8760 | 700.8 | 0.039219
8206 | Ceiling Fans | Ceiling Fan | FNC005-VTC | Uniform |  | 0.08 |  |  |  |  | 0.10723860589812300 | 0.75 | 0.75 | 0.7 | 0.08 |  | 1 | All Day | 24.0 | 744 | 672 | 744 | 720 | 744 | 720 | 744 | 744 | 720 | 744 | 720 | 744 | 59.52 | 53.76 | 59.52 | 57.6 | 59.52 | 57.6 | 59.52 | 59.52 | 57.6 | 59.52 | 57.6 | 59.52 | 8760 | 700.8 | 0.039219
8207 | Ceiling Fans | Ceiling Fan | FNC006-VTC | Uniform |  | 0.08 |  |  |  |  | 0.10723860589812300 | 0.75 | 0.75 | 0.7 | 0.08 |  | 1 | All Day | 24.0 | 744 | 672 | 744 | 720 | 744 | 720 | 744 | 744 | 720 | 744 | 720 | 744 | 59.52 | 53.76 | 59.52 | 57.6 | 59.52 | 57.6 | 59.52 | 59.52 | 57.6 | 59.52 | 57.6 | 59.52 | 8760 | 700.8 | 0.039219
8208 | Ceiling Fans | Ceiling Fan | FNC008-VTC | Uniform |  | 0.08 |  |  |  |  | 0.10723860589812300 | 0.75 | 0.75 | 0.7 | 0.08 |  | 1 | All Day | 24.0 | 744 | 672 | 744 | 720 | 744 | 720 | 744 | 744 | 720 | 744 | 720 | 744 | 59.52 | 53.76 | 59.52 | 57.6 | 59.52 | 57.6 | 59.52 | 59.52 | 57.6 | 59.52 | 57.6 | 59.52 | 8760 | 700.8 | 0.039219
8209 | Ceiling Fans | Ceiling Fan | FNC009-VTC | Uniform |  | 0.08 |  |  |  |  | 0.10723860589812300 | 0.75 | 0.75 | 0.7 | 0.08 |  | 1 | All Day | 24.0 | 744 | 672 | 744 | 720 | 744 | 720 | 744 | 744 | 720 | 744 | 720 | 744 | 59.52 | 53.76 | 59.52 | 57.6 | 59.52 | 57.6 | 59.52 | 59.52 | 57.6 | 59.52 | 57.6 | 59.52 | 8760 | 700.8 | 0.039219
8210 | Ceiling Fans | Ceiling Fan | FNC010-VTC | Uniform |  | 0.08 |  |  |  |  | 0.10723860589812300 | 0.75 | 0.75 | 0.7 | 0.08 |  | 1 | All Day | 24.0 | 744 | 672 | 744 | 720 | 744 | 720 | 744 | 744 | 720 | 744 | 720 | 744 | 59.52 | 53.76 | 59.52 | 57.6 | 59.52 | 57.6 | 59.52 | 59.52 | 57.6 | 59.52 | 57.6 | 59.52 | 8760 | 700.8 | 0.039219
8211 | Ceiling Fans | Ceiling Fan | FNC011-VTC | Uniform |  | 0.08 |  |  |  |  | 0.10723860589812300 | 0.75 | 0.75 | 0.7 | 0.08 |  | 1 | All Day | 24.0 | 744 | 672 | 744 | 720 | 744 | 720 | 744 | 744 | 720 | 744 | 720 | 744 | 59.52 | 53.76 | 59.52 | 57.6 | 59.52 | 57.6 | 59.52 | 59.52 | 57.6 | 59.52 | 57.6 | 59.52 | 8760 | 700.8 | 0.039219
8212 | Ceiling Fans | Ceiling Fan | FNC012-VTC | Uniform |  | 0.08 |  |  |  |  | 0.10723860589812300 | 0.75 | 0.75 | 0.7 | 0.08 |  | 1 | All Day | 24.0 | 744 | 672 | 744 | 720 | 744 | 720 | 744 | 744 | 720 | 744 | 720 | 744 | 59.52 | 53.76 | 59.52 | 57.6 | 59.52 | 57.6 | 59.52 | 59.52 | 57.6 | 59.52 | 57.6 | 59.52 | 8760 | 700.8 | 0.039219
8213 | Ceiling Fans | Ceiling Fan | FNC013-VTC | Uniform |  | 0.08 |  |  |  |  | 0.10723860589812300 | 0.75 | 0.75 | 0.7 | 0.08 |  | 1 | All Day | 24.0 | 744 | 672 | 744 | 720 | 744 | 720 | 744 | 744 | 720 | 744 | 720 | 744 | 59.52 | 53.76 | 59.52 | 57.6 | 59.52 | 57.6 | 59.52 | 59.52 | 57.6 | 59.52 | 57.6 | 59.52 | 8760 | 700.8 | 0.039219
8214 | Ceiling Fans | Ceiling Fan | FNC014-VTC | Uniform |  | 0.08 |  |  |  |  | 0.10723860589812300 | 0.75 | 0.75 | 0.7 | 0.08 |  | 1 | All Day | 24.0 | 744 | 672 | 744 | 720 | 744 | 720 | 744 | 744 | 720 | 744 | 720 | 744 | 59.52 | 53.76 | 59.52 | 57.6 | 59.52 | 57.6 | 59.52 | 59.52 | 57.6 | 59.52 | 57.6 | 59.52 | 8760 | 700.8 | 0.039219
8215 | Ceiling Fans | Ceiling Fan | FNC015-VTC | Uniform |  | 0.08 |  |  |  |  | 0.10723860589812300 | 0.75 | 0.75 | 0.7 | 0.08 |  | 1 | All Day | 24.0 | 744 | 672 | 744 | 720 | 744 | 720 | 744 | 744 | 720 | 744 | 720 | 744 | 59.52 | 53.76 | 59.52 | 57.6 | 59.52 | 57.6 | 59.52 | 59.52 | 57.6 | 59.52 | 57.6 | 59.52 | 8760 | 700.8 | 0.039219
8216 | Ceiling Fans | Ceiling Fan | FNC016-VTC | Uniform |  | 0.08 |  |  |  |  | 0.10723860589812300 | 0.75 | 0.75 | 0.7 | 0.08 |  | 1 | All Day | 24.0 | 744 | 672 | 744 | 720 | 744 | 720 | 744 | 744 | 720 | 744 | 720 | 744 | 59.52 | 53.76 | 59.52 | 57.6 | 59.52 | 57.6 | 59.52 | 59.52 | 57.6 | 59.52 | 57.6 | 59.52 | 8760 | 700.8 | 0.039219
8217 | Ceiling Fans | Ceiling Fan | FNC017-VTC | Uniform |  | 0.08 |  |  |  |  | 0.10723860589812300 | 0.75 | 0.75 | 0.7 | 0.08 |  | 1 | All Day | 24.0 | 744 | 672 | 744 | 720 | 744 | 720 | 744 | 744 | 720 | 744 | 720 | 744 | 59.52 | 53.76 | 59.52 | 57.6 | 59.52 | 57.6 | 59.52 | 59.52 | 57.6 | 59.52 | 57.6 | 59.52 | 8760 | 700.8 | 0.039219
8218 | Ceiling Fans | Ceiling Fan | FNC018-VTC | Uniform |  | 0.08 |  |  |  |  | 0.10723860589812300 | 0.75 | 0.75 | 0.7 | 0.08 |  | 1 | All Day | 24.0 | 744 | 672 | 744 | 720 | 744 | 720 | 744 | 744 | 720 | 744 | 720 | 744 | 59.52 | 53.76 | 59.52 | 57.6 | 59.52 | 57.6 | 59.52 | 59.52 | 57.6 | 59.52 | 57.6 | 59.52 | 8760 | 700.8 | 0.039219
8219 | Ceiling Fans | Ceiling Fan | FNC019-VTC | Uniform |  | 0.08 |  |  |  |  | 0.10723860589812300 | 0.75 | 0.75 | 0.7 | 0.08 |  | 1 | All Day | 24.0 | 744 | 672 | 744 | 720 | 744 | 720 | 744 | 744 | 720 | 744 | 720 | 744 | 59.52 | 53.76 | 59.52 | 57.6 | 59.52 | 57.6 | 59.52 | 59.52 | 57.6 | 59.52 | 57.6 | 59.52 | 8760 | 700.8 | 0.039219
8220 | Ceiling Fans | Ceiling Fan | FNC020-VTC | Uniform |  | 0.08 |  |  |  |  | 0.10723860589812300 | 0.75 | 0.75 | 0.7 | 0.08 |  | 1 | All Day | 24.0 | 744 | 672 | 744 | 720 | 744 | 720 | 744 | 744 | 720 | 744 | 720 | 744 | 59.52 | 53.76 | 59.52 | 57.6 | 59.52 | 57.6 | 59.52 | 59.52 | 57.6 | 59.52 | 57.6 | 59.52 | 8760 | 700.8 | 0.039219
8221 | Ceiling Fans | Ceiling Fan | FNC021-VTC | Uniform |  | 0.08 |  |  |  |  | 0.10723860589812300 | 0.75 | 0.75 | 0.7 | 0.08 |  | 1 | All Day | 24.0 | 744 | 672 | 744 | 720 | 744 | 720 | 744 | 744 | 720 | 744 | 720 | 744 | 59.52 | 53.76 | 59.52 | 57.6 | 59.52 | 57.6 | 59.52 | 59.52 | 57.6 | 59.52 | 57.6 | 59.52 | 8760 | 700.8 | 0.039219
8222 | Ceiling Fans | Ceiling Fan | FNC022-VTC | Uniform |  | 0.08 |  |  |  |  | 0.10723860589812300 | 0.75 | 0.75 | 0.7 | 0.08 |  | 1 | All Day | 24.0 | 744 | 672 | 744 | 720 | 744 | 720 | 744 | 744 | 720 | 744 | 720 | 744 | 59.52 | 53.76 | 59.52 | 57.6 | 59.52 | 57.6 | 59.52 | 59.52 | 57.6 | 59.52 | 57.6 | 59.52 | 8760 | 700.8 | 0.039219
8223 | Ceiling Fans | Ceiling Fan | FNC023-VTC | Uniform |  | 0.08 |  |  |  |  | 0.10723860589812300 | 0.75 | 0.75 | 0.7 | 0.08 |  | 1 | All Day | 24.0 | 744 | 672 | 744 | 720 | 744 | 720 | 744 | 744 | 720 | 744 | 720 | 744 | 59.52 | 53.76 | 59.52 | 57.6 | 59.52 | 57.6 | 59.52 | 59.52 | 57.6 | 59.52 | 57.6 | 59.52 | 8760 | 700.8 | 0.039219
8224 | Ceiling Fans | Ceiling Fan | FNC024-VTC | Uniform |  | 0.08 |  |  |  |  | 0.10723860589812300 | 0.75 | 0.75 | 0.7 | 0.08 |  | 1 | All Day | 24.0 | 744 | 672 | 744 | 720 | 744 | 720 | 744 | 744 | 720 | 744 | 720 | 744 | 59.52 | 53.76 | 59.52 | 57.6 | 59.52 | 57.6 | 59.52 | 59.52 | 57.6 | 59.52 | 57.6 | 59.52 | 8760 | 700.8 | 0.039219
8225 | Ceiling Fans | Ceiling Fan | FNC025-VTC | Uniform |  | 0.08 |  |  |  |  | 0.10723860589812300 | 0.75 | 0.75 | 0.7 | 0.08 |  | 1 | All Day | 24.0 | 744 | 672 | 744 | 720 | 744 | 720 | 744 | 744 | 720 | 744 | 720 | 744 | 59.52 | 53.76 | 59.52 | 57.6 | 59.52 | 57.6 | 59.52 | 59.52 | 57.6 | 59.52 | 57.6 | 59.52 | 8760 | 700.8 | 0.039219
8226 | Ceiling Fans | Ceiling Fan | FNC026-VTC | Uniform |  | 0.08 |  |  |  |  | 0.10723860589812300 | 0.75 | 0.75 | 0.7 | 0.08 |  | 1 | All Day | 24.0 | 744 | 672 | 744 | 720 | 744 | 720 | 744 | 744 | 720 | 744 | 720 | 744 | 59.52 | 53.76 | 59.52 | 57.6 | 59.52 | 57.6 | 59.52 | 59.52 | 57.6 | 59.52 | 57.6 | 59.52 | 8760 | 700.8 | 0.039219
8227 | Ceiling Fans | Ceiling Fan | FNC027-VTC | Uniform |  | 0.08 |  |  |  |  | 0.10723860589812300 | 0.75 | 0.75 | 0.7 | 0.08 |  | 1 | All Day | 24.0 | 744 | 672 | 744 | 720 | 744 | 720 | 744 | 744 | 720 | 744 | 720 | 744 | 59.52 | 53.76 | 59.52 | 57.6 | 59.52 | 57.6 | 59.52 | 59.52 | 57.6 | 59.52 | 57.6 | 59.52 | 8760 | 700.8 | 0.039219
8228 | Ceiling Fans | Ceiling Fan | FNC028-VTC | Uniform |  | 0.08 |  |  |  |  | 0.10723860589812300 | 0.75 | 0.75 | 0.7 | 0.08 |  | 1 | All Day | 24.0 | 744 | 672 | 744 | 720 | 744 | 720 | 744 | 744 | 720 | 744 | 720 | 744 | 59.52 | 53.76 | 59.52 | 57.6 | 59.52 | 57.6 | 59.52 | 59.52 | 57.6 | 59.52 | 57.6 | 59.52 | 8760 | 700.8 | 0.039219
8229 | Ceiling Fans | Ceiling Fan | FNC029-VTC | Uniform |  | 0.08 |  |  |  |  | 0.10723860589812300 | 0.75 | 0.75 | 0.7 | 0.08 |  | 1 | All Day | 24.0 | 744 | 672 | 744 | 720 | 744 | 720 | 744 | 744 | 720 | 744 | 720 | 744 | 59.52 | 53.76 | 59.52 | 57.6 | 59.52 | 57.6 | 59.52 | 59.52 | 57.6 | 59.52 | 57.6 | 59.52 | 8760 | 700.8 | 0.039219
8230 | Ceiling Fans | Ceiling Fan | FNC030-VTC | Uniform |  | 0.08 |  |  |  |  | 0.10723860589812300 | 0.75 | 0.75 | 0.7 | 0.08 |  | 1 | All Day | 24.0 | 744 | 672 | 744 | 720 | 744 | 720 | 744 | 744 | 720 | 744 | 720 | 744 | 59.52 | 53.76 | 59.52 | 57.6 | 59.52 | 57.6 | 59.52 | 59.52 | 57.6 | 59.52 | 57.6 | 59.52 | 8760 | 700.8 | 0.039219
8231 | Ceiling Fans | Ceiling Fan | FNC031-VTC | Uniform |  | 0.08 |  |  |  |  | 0.10723860589812300 | 0.75 | 0.75 | 0.7 | 0.08 |  | 1 | All Day | 24.0 | 744 | 672 | 744 | 720 | 744 | 720 | 744 | 744 | 720 | 744 | 720 | 744 | 59.52 | 53.76 | 59.52 | 57.6 | 59.52 | 57.6 | 59.52 | 59.52 | 57.6 | 59.52 | 57.6 | 59.52 | 8760 | 700.8 | 0.039219
8232 | Ceiling Fans | Ceiling Fan | FNC032-VTC | Uniform |  | 0.08 |  |  |  |  | 0.10723860589812300 | 0.75 | 0.75 | 0.7 | 0.08 |  | 1 | All Day | 24.0 | 744 | 672 | 744 | 720 | 744 | 720 | 744 | 744 | 720 | 744 | 720 | 744 | 59.52 | 53.76 | 59.52 | 57.6 | 59.52 | 57.6 | 59.52 | 59.52 | 57.6 | 59.52 | 57.6 | 59.52 | 8760 | 700.8 | 0.039219
8233 | Ceiling Fans | Ceiling Fan | FNC033-VTC | Uniform |  | 0.08 |  |  |  |  | 0.10723860589812300 | 0.75 | 0.75 | 0.7 | 0.08 |  | 1 | All Day | 24.0 | 744 | 672 | 744 | 720 | 744 | 720 | 744 | 744 | 720 | 744 | 720 | 744 | 59.52 | 53.76 | 59.52 | 57.6 | 59.52 | 57.6 | 59.52 | 59.52 | 57.6 | 59.52 | 57.6 | 59.52 | 8760 | 700.8 | 0.039219
8234 | Ceiling Fans | Ceiling Fan | FNC034-VTC | Uniform |  | 0.08 |  |  |  |  | 0.10723860589812300 | 0.75 | 0.75 | 0.7 | 0.08 |  | 1 | All Day | 24.0 | 744 | 672 | 744 | 720 | 744 | 720 | 744 | 744 | 720 | 744 | 720 | 744 | 59.52 | 53.76 | 59.52 | 57.6 | 59.52 | 57.6 | 59.52 | 59.52 | 57.6 | 59.52 | 57.6 | 59.52 | 8760 | 700.8 | 0.039219
8235 | Ceiling Fans | Ceiling Fan | FNC035-VTC | Uniform |  | 0.08 |  |  |  |  | 0.10723860589812300 | 0.75 | 0.75 | 0.7 | 0.08 |  | 1 | All Day | 24.0 | 744 | 672 | 744 | 720 | 744 | 720 | 744 | 744 | 720 | 744 | 720 | 744 | 59.52 | 53.76 | 59.52 | 57.6 | 59.52 | 57.6 | 59.52 | 59.52 | 57.6 | 59.52 | 57.6 | 59.52 | 8760 | 700.8 | 0.039219
8236 | Ceiling Fans | Ceiling Fan | FNC036-VTC | Uniform |  | 0.08 |  |  |  |  | 0.10723860589812300 | 0.75 | 0.75 | 0.7 | 0.08 |  | 1 | All Day | 24.0 | 744 | 672 | 744 | 720 | 744 | 720 | 744 | 744 | 720 | 744 | 720 | 744 | 59.52 | 53.76 | 59.52 | 57.6 | 59.52 | 57.6 | 59.52 | 59.52 | 57.6 | 59.52 | 57.6 | 59.52 | 8760 | 700.8 | 0.039219
8237 | Ceiling Fans | Ceiling Fan | FNC037-VTC | Uniform |  | 0.08 |  |  |  |  | 0.10723860589812300 | 0.75 | 0.75 | 0.7 | 0.08 |  | 1 | All Day | 24.0 | 744 | 672 | 744 | 720 | 744 | 720 | 744 | 744 | 720 | 744 | 720 | 744 | 59.52 | 53.76 | 59.52 | 57.6 | 59.52 | 57.6 | 59.52 | 59.52 | 57.6 | 59.52 | 57.6 | 59.52 | 8760 | 700.8 | 0.039219
8238 | Ceiling Fans | Ceiling Fan | FNC038-VTC | Uniform |  | 0.08 |  |  |  |  | 0.10723860589812300 | 0.75 | 0.75 | 0.7 | 0.08 |  | 1 | All Day | 24.0 | 744 | 672 | 744 | 720 | 744 | 720 | 744 | 744 | 720 | 744 | 720 | 744 | 59.52 | 53.76 | 59.52 | 57.6 | 59.52 | 57.6 | 59.52 | 59.52 | 57.6 | 59.52 | 57.6 | 59.52 | 8760 | 700.8 | 0.039219
8239 | Ceiling Fans | Ceiling Fan | FNC039-VTC | Uniform |  | 0.08 |  |  |  |  | 0.10723860589812300 | 0.75 | 0.75 | 0.7 | 0.08 |  | 1 | All Day | 24.0 | 744 | 672 | 744 | 720 | 744 | 720 | 744 | 744 | 720 | 744 | 720 | 744 | 59.52 | 53.76 | 59.52 | 57.6 | 59.52 | 57.6 | 59.52 | 59.52 | 57.6 | 59.52 | 57.6 | 59.52 | 8760 | 700.8 | 0.039219
8240 | Ceiling Fans | Ceiling Fan | FNC040-VTC | Uniform |  | 0.08 |  |  |  |  | 0.10723860589812300 | 0.75 | 0.75 | 0.7 | 0.08 |  | 1 | All Day | 24.0 | 744 | 672 | 744 | 720 | 744 | 720 | 744 | 744 | 720 | 744 | 720 | 744 | 59.52 | 53.76 | 59.52 | 57.6 | 59.52 | 57.6 | 59.52 | 59.52 | 57.6 | 59.52 | 57.6 | 59.52 | 8760 | 700.8 | 0.039219
8241 | Ceiling Fans | Ceiling Fan | FNC041-VTC | Uniform |  | 0.08 |  |  |  |  | 0.10723860589812300 | 0.75 | 0.75 | 0.7 | 0.08 |  | 1 | All Day | 24.0 | 744 | 672 | 744 | 720 | 744 | 720 | 744 | 744 | 720 | 744 | 720 | 744 | 59.52 | 53.76 | 59.52 | 57.6 | 59.52 | 57.6 | 59.52 | 59.52 | 57.6 | 59.52 | 57.6 | 59.52 | 8760 | 700.8 | 0.039219
8242 | Ceiling Fans | Ceiling Fan | FNC042-VTC | Uniform |  | 0.08 |  |  |  |  | 0.10723860589812300 | 0.75 | 0.75 | 0.7 | 0.08 |  | 1 | All Day | 24.0 | 744 | 672 | 744 | 720 | 744 | 720 | 744 | 744 | 720 | 744 | 720 | 744 | 59.52 | 53.76 | 59.52 | 57.6 | 59.52 | 57.6 | 59.52 | 59.52 | 57.6 | 59.52 | 57.6 | 59.52 | 8760 | 700.8 | 0.039219
8243 | Ceiling Fans | Ceiling Fan | FNC043-VTC | Uniform |  | 0.08 |  |  |  |  | 0.10723860589812300 | 0.75 | 0.75 | 0.7 | 0.08 |  | 1 | All Day | 24.0 | 744 | 672 | 744 | 720 | 744 | 720 | 744 | 744 | 720 | 744 | 720 | 744 | 59.52 | 53.76 | 59.52 | 57.6 | 59.52 | 57.6 | 59.52 | 59.52 | 57.6 | 59.52 | 57.6 | 59.52 | 8760 | 700.8 | 0.039219
8244 | Ceiling Fans | Ceiling Fan | FNC044-VTC | Uniform |  | 0.08 |  |  |  |  | 0.10723860589812300 | 0.75 | 0.75 | 0.7 | 0.08 |  | 1 | All Day | 24.0 | 744 | 672 | 744 | 720 | 744 | 720 | 744 | 744 | 720 | 744 | 720 | 744 | 59.52 | 53.76 | 59.52 | 57.6 | 59.52 | 57.6 | 59.52 | 59.52 | 57.6 | 59.52 | 57.6 | 59.52 | 8760 | 700.8 | 0.039219
8245 | Ceiling Fans | Ceiling Fan | FNC045-VTC | Uniform |  | 0.08 |  |  |  |  | 0.10723860589812300 | 0.75 | 0.75 | 0.7 | 0.08 |  | 1 | All Day | 24.0 | 744 | 672 | 744 | 720 | 744 | 720 | 744 | 744 | 720 | 744 | 720 | 744 | 59.52 | 53.76 | 59.52 | 57.6 | 59.52 | 57.6 | 59.52 | 59.52 | 57.6 | 59.52 | 57.6 | 59.52 | 8760 | 700.8 | 0.039219
8246 | Ceiling Fans | Ceiling Fan | FNC046-VTC | Uniform |  | 0.08 |  |  |  |  | 0.10723860589812300 | 0.75 | 0.75 | 0.7 | 0.08 |  | 1 | All Day | 24.0 | 744 | 672 | 744 | 720 | 744 | 720 | 744 | 744 | 720 | 744 | 720 | 744 | 59.52 | 53.76 | 59.52 | 57.6 | 59.52 | 57.6 | 59.52 | 59.52 | 57.6 | 59.52 | 57.6 | 59.52 | 8760 | 700.8 | 0.039219
8247 | Ceiling Fans | Ceiling Fan | FNC047-VTC | Uniform |  | 0.08 |  |  |  |  | 0.10723860589812300 | 0.75 | 0.75 | 0.7 | 0.08 |  | 1 | All Day | 24.0 | 744 | 672 | 744 | 720 | 744 | 720 | 744 | 744 | 720 | 744 | 720 | 744 | 59.52 | 53.76 | 59.52 | 57.6 | 59.52 | 57.6 | 59.52 | 59.52 | 57.6 | 59.52 | 57.6 | 59.52 | 8760 | 700.8 | 0.039219
8248 | Ceiling Fans | Ceiling Fan | FNC048-VTC | Uniform |  | 0.08 |  |  |  |  | 0.10723860589812300 | 0.75 | 0.75 | 0.7 | 0.08 |  | 1 | All Day | 24.0 | 744 | 672 | 744 | 720 | 744 | 720 | 744 | 744 | 720 | 744 | 720 | 744 | 59.52 | 53.76 | 59.52 | 57.6 | 59.52 | 57.6 | 59.52 | 59.52 | 57.6 | 59.52 | 57.6 | 59.52 | 8760 | 700.8 | 0.039219
8249 | Ceiling Fans | Ceiling Fan | FNC049-VTC | Uniform |  | 0.08 |  |  |  |  | 0.10723860589812300 | 0.75 | 0.75 | 0.7 | 0.08 |  | 1 | All Day | 24.0 | 744 | 672 | 744 | 720 | 744 | 720 | 744 | 744 | 720 | 744 | 720 | 744 | 59.52 | 53.76 | 59.52 | 57.6 | 59.52 | 57.6 | 59.52 | 59.52 | 57.6 | 59.52 | 57.6 | 59.52 | 8760 | 700.8 | 0.039219
8250 | Ceiling Fans | Ceiling Fan | FNC050-VTC | Uniform |  | 0.08 |  |  |  |  | 0.10723860589812300 | 0.75 | 0.75 | 0.7 | 0.08 |  | 1 | All Day | 24.0 | 744 | 672 | 744 | 720 | 744 | 720 | 744 | 744 | 720 | 744 | 720 | 744 | 59.52 | 53.76 | 59.52 | 57.6 | 59.52 | 57.6 | 59.52 | 59.52 | 57.6 | 59.52 | 57.6 | 59.52 | 8760 | 700.8 | 0.039219
8251 | Ceiling Fans | Ceiling Fan | FNC051-VTC | Uniform |  | 0.08 |  |  |  |  | 0.10723860589812300 | 0.75 | 0.75 | 0.7 | 0.08 |  | 1 | All Day | 24.0 | 744 | 672 | 744 | 720 | 744 | 720 | 744 | 744 | 720 | 744 | 720 | 744 | 59.52 | 53.76 | 59.52 | 57.6 | 59.52 | 57.6 | 59.52 | 59.52 | 57.6 | 59.52 | 57.6 | 59.52 | 8760 | 700.8 | 0.039219
8252 | Ceiling Fans | Ceiling Fan | FNC052-VTC | Uniform |  | 0.08 |  |  |  |  | 0.10723860589812300 | 0.75 | 0.75 | 0.7 | 0.08 |  | 1 | All Day | 24.0 | 744 | 672 | 744 | 720 | 744 | 720 | 744 | 744 | 720 | 744 | 720 | 744 | 59.52 | 53.76 | 59.52 | 57.6 | 59.52 | 57.6 | 59.52 | 59.52 | 57.6 | 59.52 | 57.6 | 59.52 | 8760 | 700.8 | 0.039219
8253 | Ceiling Fans | Ceiling Fan | FNC053-VTC | Uniform |  | 0.08 |  |  |  |  | 0.10723860589812300 | 0.75 | 0.75 | 0.7 | 0.08 |  | 1 | All Day | 24.0 | 744 | 672 | 744 | 720 | 744 | 720 | 744 | 744 | 720 | 744 | 720 | 744 | 59.52 | 53.76 | 59.52 | 57.6 | 59.52 | 57.6 | 59.52 | 59.52 | 57.6 | 59.52 | 57.6 | 59.52 | 8760 | 700.8 | 0.039219
8254 | Ceiling Fans | Ceiling Fan | FNC054-VTC | Uniform |  | 0.08 |  |  |  |  | 0.10723860589812300 | 0.75 | 0.75 | 0.7 | 0.08 |  | 1 | All Day | 24.0 | 744 | 672 | 744 | 720 | 744 | 720 | 744 | 744 | 720 | 744 | 720 | 744 | 59.52 | 53.76 | 59.52 | 57.6 | 59.52 | 57.6 | 59.52 | 59.52 | 57.6 | 59.52 | 57.6 | 59.52 | 8760 | 700.8 | 0.039219
8255 | Ceiling Fans | Ceiling Fan | FNC055-VTC | Uniform |  | 0.08 |  |  |  |  | 0.10723860589812300 | 0.75 | 0.75 | 0.7 | 0.08 |  | 1 | All Day | 24.0 | 744 | 672 | 744 | 720 | 744 | 720 | 744 | 744 | 720 | 744 | 720 | 744 | 59.52 | 53.76 | 59.52 | 57.6 | 59.52 | 57.6 | 59.52 | 59.52 | 57.6 | 59.52 | 57.6 | 59.52 | 8760 | 700.8 | 0.039219
8256 | Ventilation | Exhaust Fan | EF-36 | Uniform |  | 0.08 |  |  |  |  | 0.10723860589812300 | 0.75 | 0.75 | 0.7 | 0.08 |  | 0.35 | 24h 7d | 24.0 | 260.4 | 235.2 | 260.4 | 252 | 260.4 | 252 | 260.4 | 260.4 | 252 | 260.4 | 252 | 260.4 | 20.832 | 18.816 | 20.832 | 20.16 | 20.832 | 20.16 | 20.832 | 20.832 | 20.16 | 20.832 | 20.16 | 20.832 | 3066 | 245.28 | 0.029098
8257 | Ventilation | Exhaust Fan | 4 | Uniform |  | 0.08 |  |  |  |  | 0.10723860589812300 | 0.75 | 0.75 | 0.7 | 0.08 |  | 1 |  | 14.0 | 434 | 392 | 434 | 420 | 434 | 420 | 434 | 434 | 420 | 434 | 420 | 434 | 34.72 | 31.36 | 34.72 | 33.6 | 34.72 | 33.6 | 34.72 | 34.72 | 33.6 | 34.72 | 33.6 | 34.72 | 5110 | 408.8 | 0.13536
8258 | Ventilation | Exhaust Fan | EF-3 | School Year |  | 0.08 |  |  |  |  | 0.10723860589812300 | 0.75 | 0.75 | 0.7 | 0.08 |  | 1 | AHU-1 (from Audit) | 7.857142857142860 | 219.2143 | 220 | 194.8571 | 212.1429 | 170.5 | 212.1429 | 109.6071 | 109.6071 | 212.1429 | 243.5714 | 235.7143 | 243.5714 | 17.5371 | 17.6 | 15.5886 | 16.9714 | 13.64 | 16.9714 | 8.7686 | 8.7686 | 16.9714 | 19.4857 | 18.8571 | 19.4857 | 2383.0714 | 190.6457 | 0.29661
8259 | Ventilation | Exhaust Fan | EF-4 | School Year |  | 0.08 |  |  |  |  | 0.10723860589812300 | 0.75 | 0.75 | 0.7 | 0.08 |  | 1 | AHU-1 (from Audit) | 7.857142857142860 | 219.2143 | 220 | 194.8571 | 212.1429 | 170.5 | 212.1429 | 109.6071 | 109.6071 | 212.1429 | 243.5714 | 235.7143 | 243.5714 | 17.5371 | 17.6 | 15.5886 | 16.9714 | 13.64 | 16.9714 | 8.7686 | 8.7686 | 16.9714 | 19.4857 | 18.8571 | 19.4857 | 2383.0714 | 190.6457 | 0.29661
8260 | Ventilation | Exhaust Fan | EF-5 | School Year |  | 0.08 |  |  |  |  | 0.10723860589812300 | 0.75 | 0.75 | 0.7 | 0.08 |  | 1 | AHU-1 (from Audit) | 7.857142857142860 | 219.2143 | 220 | 194.8571 | 212.1429 | 170.5 | 212.1429 | 109.6071 | 109.6071 | 212.1429 | 243.5714 | 235.7143 | 243.5714 | 17.5371 | 17.6 | 15.5886 | 16.9714 | 13.64 | 16.9714 | 8.7686 | 8.7686 | 16.9714 | 19.4857 | 18.8571 | 19.4857 | 2383.0714 | 190.6457 | 0.29661
8261 | Ventilation | Exhaust Fan | EF-6 | School Year |  | 0.08 |  |  |  |  | 0.10723860589812300 | 0.75 | 0.75 | 0.7 | 0.08 |  | 1 | AHU-1 (from Audit) | 7.857142857142860 | 219.2143 | 220 | 194.8571 | 212.1429 | 170.5 | 212.1429 | 109.6071 | 109.6071 | 212.1429 | 243.5714 | 235.7143 | 243.5714 | 17.5371 | 17.6 | 15.5886 | 16.9714 | 13.64 | 16.9714 | 8.7686 | 8.7686 | 16.9714 | 19.4857 | 18.8571 | 19.4857 | 2383.0714 | 190.6457 | 0.29661
8262 | Ventilation | Exhaust Fan | EF-8 | School Year |  | 0.08 |  |  |  |  | 0.10723860589812300 | 0.75 | 0.75 | 0.7 | 0.08 |  | 1 | AHU-1 (from Audit) | 7.857142857142860 | 219.2143 | 220 | 194.8571 | 212.1429 | 170.5 | 212.1429 | 109.6071 | 109.6071 | 212.1429 | 243.5714 | 235.7143 | 243.5714 | 17.5371 | 17.6 | 15.5886 | 16.9714 | 13.64 | 16.9714 | 8.7686 | 8.7686 | 16.9714 | 19.4857 | 18.8571 | 19.4857 | 2383.0714 | 190.6457 | 0.29661
8263 | Ventilation | Exhaust Fan | EF-11 | School Year |  | 0.08 |  |  |  |  | 0.10723860589812300 | 0.75 | 0.75 | 0.7 | 0.08 |  | 1 | AHU-1 (from Audit) | 7.857142857142860 | 219.2143 | 220 | 194.8571 | 212.1429 | 170.5 | 212.1429 | 109.6071 | 109.6071 | 212.1429 | 243.5714 | 235.7143 | 243.5714 | 17.5371 | 17.6 | 15.5886 | 16.9714 | 13.64 | 16.9714 | 8.7686 | 8.7686 | 16.9714 | 19.4857 | 18.8571 | 19.4857 | 2383.0714 | 190.6457 | 0.29661
8264 | Ventilation | Exhaust Fan | EF-31 | Uniform |  | 0.08 |  |  |  |  | 0.10723860589812300 | 0.75 | 0.75 | 0.7 | 0.08 |  | 1 | 8h 5d | 5.714285714285710 | 177.1429 | 160 | 177.1429 | 171.4286 | 177.1429 | 171.4286 | 177.1429 | 177.1429 | 171.4286 | 177.1429 | 171.4286 | 177.1429 | 14.1714 | 12.8 | 14.1714 | 13.7143 | 14.1714 | 13.7143 | 14.1714 | 14.1714 | 13.7143 | 14.1714 | 13.7143 | 14.1714 | 2085.7143 | 166.8571 | 0.019794
8265 | Ventilation | Exhaust Fan |  | Uniform | 0.16666666666666700 | [5 empty] | 0.16666666666666700 | 0.75 | 0.75 | 0.7 | 0.12433 |  | 0 | All Day | 24.0 | 0 | 0 | 0 | 0 | 0 | 0 | 0 | 0 | 0 | 0 | 0 | 0 | 0 | 0 | 0 | 0 | 0 | 0 | 0 | 0 | 0 | 0 | 0 | 0 | 0 | 0 | 0
8266 | Pump | Pump | P-11 | Uniform | 0.16666666666666700 | [5 empty] | 0.16666666666666700 | 0.75 | 0.75 | 0.7 | 0.12433 |  | 0.4 | DHW | 15.0 | 186 | 168 | 186 | 180 | 186 | 180 | 186 | 186 | 180 | 186 | 180 | 186 | 23.126 | 20.888 | 23.126 | 22.38 | 23.126 | 22.38 | 23.126 | 23.126 | 22.38 | 23.126 | 22.38 | 23.126 | 2190 | 272.29 | 0.033657
8267 | Ventilation | Exhaust Fan |  | Uniform | 0.16666666666666700 | [5 empty] | 0.16666666666666700 | 0.75 | 0.75 | 0.7 | 0.12433 |  | 0.5 | All Day | 24.0 | 372 | 336 | 372 | 360 | 372 | 360 | 372 | 372 | 360 | 372 | 360 | 372 | 46.252 | 41.776 | 46.252 | 44.76 | 46.252 | 44.76 | 46.252 | 46.252 | 44.76 | 46.252 | 44.76 | 46.252 | 4380 | 544.58 | 4.7473
8268 | Pump | Circulation Pump P-9 | P-9 | Uniform | 0.16666666666666700 | [5 empty] | 0.16666666666666700 | 0.75 | 0.75 | 0.7 | 0.12433 |  | 0.5 | All Day | 24.0 | 372 | 336 | 372 | 360 | 372 | 360 | 372 | 372 | 360 | 372 | 360 | 372 | 46.252 | 41.776 | 46.252 | 44.76 | 46.252 | 44.76 | 46.252 | 46.252 | 44.76 | 46.252 | 44.76 | 46.252 | 4380 | 544.58 | 0.058241
8269 | Pump | Circulation Pump P-10 | P-10 | Uniform | 0.16666666666666700 | [5 empty] | 0.16666666666666700 | 0.75 | 0.75 | 0.7 | 0.12433 |  | 0.5 | All Day | 24.0 | 372 | 336 | 372 | 360 | 372 | 360 | 372 | 372 | 360 | 372 | 360 | 372 | 46.252 | 41.776 | 46.252 | 44.76 | 46.252 | 44.76 | 46.252 | 46.252 | 44.76 | 46.252 | 44.76 | 46.252 | 4380 | 544.58 | 0.058241
8270 | Pump | Circulation Pump P-11 | P-11 | Uniform | 0.16666666666666700 | [5 empty] | 0.16666666666666700 | 0.75 | 0.75 | 0.7 | 0.12433 |  | 0.5 | All Day | 24.0 | 372 | 336 | 372 | 360 | 372 | 360 | 372 | 372 | 360 | 372 | 360 | 372 | 46.252 | 41.776 | 46.252 | 44.76 | 46.252 | 44.76 | 46.252 | 46.252 | 44.76 | 46.252 | 44.76 | 46.252 | 4380 | 544.58 | 0.058241
8271 | Pump |  | P-13 | Uniform | 0.16666666666666700 | [5 empty] | 0.16666666666666700 | 0.75 | 0.75 | 0.7 | 0.12433 |  | 0.5 | All Day | 24.0 | 372 | 336 | 372 | 360 | 372 | 360 | 372 | 372 | 360 | 372 | 360 | 372 | 46.252 | 41.776 | 46.252 | 44.76 | 46.252 | 44.76 | 46.252 | 46.252 | 44.76 | 46.252 | 44.76 | 46.252 | 4380 | 544.58 | 0.058241
8272 | Pump | Louheed Lodge DHW | LL DHW HX pump | Uniform | 0.16666666666666700 | [5 empty] | 0.16666666666666700 | 0.75 | 0.75 | 0.7 | 0.12433 |  | 0.5 | All Day | 24.0 | 372 | 336 | 372 | 360 | 372 | 360 | 372 | 372 | 360 | 372 | 360 | 372 | 46.252 | 41.776 | 46.252 | 44.76 | 46.252 | 44.76 | 46.252 | 46.252 | 44.76 | 46.252 | 44.76 | 46.252 | 4380 | 544.58 | 0.20728
8273 | Pump | Louheed Lodge DHW | LL DHW recirc pump | Uniform | 0.16666666666666700 | [5 empty] | 0.16666666666666700 | 0.75 | 0.75 | 0.7 | 0.12433 |  | 0.5 | All Day | 24.0 | 372 | 336 | 372 | 360 | 372 | 360 | 372 | 372 | 360 | 372 | 360 | 372 | 46.252 | 41.776 | 46.252 | 44.76 | 46.252 | 44.76 | 46.252 | 46.252 | 44.76 | 46.252 | 44.76 | 46.252 | 4380 | 544.58 | 0.20728
8274 | Pump | Tower West DHW | TW DHW supply P2 | Uniform | 0.16666666666666700 | [5 empty] | 0.16666666666666700 | 0.75 | 0.75 | 0.7 | 0.12433 |  | 0.5 | All Day | 24.0 | 372 | 336 | 372 | 360 | 372 | 360 | 372 | 372 | 360 | 372 | 360 | 372 | 46.252 | 41.776 | 46.252 | 44.76 | 46.252 | 44.76 | 46.252 | 46.252 | 44.76 | 46.252 | 44.76 | 46.252 | 4380 | 544.58 | 0.20728
8275 | Pump | Willow Lake DHW | WL DHW Supply P1 | Uniform | 0.16666666666666700 | [5 empty] | 0.16666666666666700 | 0.75 | 0.75 | 0.7 | 0.12433 |  | 0.5 | All Day | 24.0 | 372 | 336 | 372 | 360 | 372 | 360 | 372 | 372 | 360 | 372 | 360 | 372 | 46.252 | 41.776 | 46.252 | 44.76 | 46.252 | 44.76 | 46.252 | 46.252 | 44.76 | 46.252 | 44.76 | 46.252 | 4380 | 544.58 | 0.20728
8276 | Pump | Willow Lake DHW | WL HW recirc | Uniform | 0.16666666666666700 | [5 empty] | 0.16666666666666700 | 0.75 | 0.75 | 0.7 | 0.12433 |  | 0.5 | All Day | 24.0 | 372 | 336 | 372 | 360 | 372 | 360 | 372 | 372 | 360 | 372 | 360 | 372 | 46.252 | 41.776 | 46.252 | 44.76 | 46.252 | 44.76 | 46.252 | 46.252 | 44.76 | 46.252 | 44.76 | 46.252 | 4380 | 544.58 | 0.20728
8277 | Pump | Tower East DHW | TE DHW supply P2 | Uniform | 0.16666666666666700 | [5 empty] | 0.16666666666666700 | 0.75 | 0.75 | 0.7 | 0.12433 |  | 0.5 | All Day | 24.0 | 372 | 336 | 372 | 360 | 372 | 360 | 372 | 372 | 360 | 372 | 360 | 372 | 46.252 | 41.776 | 46.252 | 44.76 | 46.252 | 44.76 | 46.252 | 46.252 | 44.76 | 46.252 | 44.76 | 46.252 | 4380 | 544.58 | 0.20728
8278 | Ventilation | Exhaust Fan | EF-31 | Uniform | 0.16666666666666700 | [5 empty] | 0.16666666666666700 | 0.75 | 0.75 | 0.7 | 0.12433 |  | 0.5 | 24/7 | 24.0 | 372 | 336 | 372 | 360 | 372 | 360 | 372 | 372 | 360 | 372 | 360 | 372 | 46.252 | 41.776 | 46.252 | 44.76 | 46.252 | 44.76 | 46.252 | 46.252 | 44.76 | 46.252 | 44.76 | 46.252 | 4380 | 544.58 | 0.054526
8279 | Ventilation | Supply Fan | Fan Coil | Uniform | 0.16666666666666700 | [5 empty] | 0.16666666666666700 | 0.75 | 0.75 | 0.7 | 0.12433 |  | 1 | Heat Cycle | 12.0 | 372 | 336 | 372 | 360 | 372 | 360 | 372 | 372 | 360 | 372 | 360 | 372 | 46.252 | 41.776 | 46.252 | 44.76 | 46.252 | 44.76 | 46.252 | 46.252 | 44.76 | 46.252 | 44.76 | 46.252 | 4380 | 544.58 | 0.92611
8280 | Pump | Louheed Lodge DHW | LL DHW HX pump | Uniform | 0.16666666666666700 | [5 empty] | 0.16666666666666700 | 0.75 | 0.75 | 0.7 | 0.12433 |  | 0.5 | All Day | 24.0 | 372 | 336 | 372 | 360 | 372 | 360 | 372 | 372 | 360 | 372 | 360 | 372 | 46.252 | 41.776 | 46.252 | 44.76 | 46.252 | 44.76 | 46.252 | 46.252 | 44.76 | 46.252 | 44.76 | 46.252 | 4380 | 544.58 | 0.20728
8281 | Pump | Louheed Lodge DHW | LL DHW recirc pump | Uniform | 0.16666666666666700 | [5 empty] | 0.16666666666666700 | 0.75 | 0.75 | 0.7 | 0.12433 |  | 0.5 | All Day | 24.0 | 372 | 336 | 372 | 360 | 372 | 360 | 372 | 372 | 360 | 372 | 360 | 372 | 46.252 | 41.776 | 46.252 | 44.76 | 46.252 | 44.76 | 46.252 | 46.252 | 44.76 | 46.252 | 44.76 | 46.252 | 4380 | 544.58 | 0.20728
8282 | Pump | Tower West DHW | TW DHW supply P2 | Uniform | 0.16666666666666700 | [5 empty] | 0.16666666666666700 | 0.75 | 0.75 | 0.7 | 0.12433 |  | 0.5 | All Day | 24.0 | 372 | 336 | 372 | 360 | 372 | 360 | 372 | 372 | 360 | 372 | 360 | 372 | 46.252 | 41.776 | 46.252 | 44.76 | 46.252 | 44.76 | 46.252 | 46.252 | 44.76 | 46.252 | 44.76 | 46.252 | 4380 | 544.58 | 0.20728
8283 | Pump | Willow Lake DHW | WL DHW Supply P1 | Uniform | 0.16666666666666700 | [5 empty] | 0.16666666666666700 | 0.75 | 0.75 | 0.7 | 0.12433 |  | 0.5 | All Day | 24.0 | 372 | 336 | 372 | 360 | 372 | 360 | 372 | 372 | 360 | 372 | 360 | 372 | 46.252 | 41.776 | 46.252 | 44.76 | 46.252 | 44.76 | 46.252 | 46.252 | 44.76 | 46.252 | 44.76 | 46.252 | 4380 | 544.58 | 0.20728
8284 | Pump | Willow Lake DHW | WL HW recirc | Uniform | 0.16666666666666700 | [5 empty] | 0.16666666666666700 | 0.75 | 0.75 | 0.7 | 0.12433 |  | 0.5 | All Day | 24.0 | 372 | 336 | 372 | 360 | 372 | 360 | 372 | 372 | 360 | 372 | 360 | 372 | 46.252 | 41.776 | 46.252 | 44.76 | 46.252 | 44.76 | 46.252 | 46.252 | 44.76 | 46.252 | 44.76 | 46.252 | 4380 | 544.58 | 0.20728
8285 | Pump | Tower East DHW | TE DHW supply P2 | Uniform | 0.16666666666666700 | [5 empty] | 0.16666666666666700 | 0.75 | 0.75 | 0.7 | 0.12433 |  | 0.5 | All Day | 24.0 | 372 | 336 | 372 | 360 | 372 | 360 | 372 | 372 | 360 | 372 | 360 | 372 | 46.252 | 41.776 | 46.252 | 44.76 | 46.252 | 44.76 | 46.252 | 46.252 | 44.76 | 46.252 | 44.76 | 46.252 | 4380 | 544.58 | 0.20728
8286 | Pump | Circulation Pump P-9 | P-9 | Uniform | 0.16666666666666700 | [5 empty] | 0.16666666666666700 | 0.75 | 0.75 | 0.7 | 0.12433 |  | 0.5 | All Day | 24.0 | 372 | 336 | 372 | 360 | 372 | 360 | 372 | 372 | 360 | 372 | 360 | 372 | 46.252 | 41.776 | 46.252 | 44.76 | 46.252 | 44.76 | 46.252 | 46.252 | 44.76 | 46.252 | 44.76 | 46.252 | 4380 | 544.58 | 0.052914
8287 | Pump | Circulation Pump P-10 | P-10 | Uniform | 0.16666666666666700 | [5 empty] | 0.16666666666666700 | 0.75 | 0.75 | 0.7 | 0.12433 |  | 0.5 | All Day | 24.0 | 372 | 336 | 372 | 360 | 372 | 360 | 372 | 372 | 360 | 372 | 360 | 372 | 46.252 | 41.776 | 46.252 | 44.76 | 46.252 | 44.76 | 46.252 | 46.252 | 44.76 | 46.252 | 44.76 | 46.252 | 4380 | 544.58 | 0.052914
8288 | Pump | Circulation Pump P-11 | P-11 | Uniform | 0.16666666666666700 | [5 empty] | 0.16666666666666700 | 0.75 | 0.75 | 0.7 | 0.12433 |  | 0.5 | All Day | 24.0 | 372 | 336 | 372 | 360 | 372 | 360 | 372 | 372 | 360 | 372 | 360 | 372 | 46.252 | 41.776 | 46.252 | 44.76 | 46.252 | 44.76 | 46.252 | 46.252 | 44.76 | 46.252 | 44.76 | 46.252 | 4380 | 544.58 | 0.052914
8289 | Pump |  | P-13 | Uniform | 0.16666666666666700 | [5 empty] | 0.16666666666666700 | 0.75 | 0.75 | 0.7 | 0.12433 |  | 0.5 | All Day | 24.0 | 372 | 336 | 372 | 360 | 372 | 360 | 372 | 372 | 360 | 372 | 360 | 372 | 46.252 | 41.776 | 46.252 | 44.76 | 46.252 | 44.76 | 46.252 | 46.252 | 44.76 | 46.252 | 44.76 | 46.252 | 4380 | 544.58 | 0.052914
8290 | Ventilation | Lower Stair Air Pressurization | SF B3 | Uniform | 0.16666666666666700 | [5 empty] | 0.16666666666666700 | 0.75 | 0.75 | 0.7 | 0.12433 |  | 1 | All Day | 24.0 | 744 | 672 | 744 | 720 | 744 | 720 | 744 | 744 | 720 | 744 | 720 | 744 | 92.504 | 83.552 | 92.504 | 89.52 | 92.504 | 89.52 | 92.504 | 92.504 | 89.52 | 92.504 | 89.52 | 92.504 | 8760 | 1089.16 | 0.1303
8291 | Pump | DHW Boiler Pump |  | Uniform | 0.16666666666666700 | [5 empty] | 0.16666666666666700 | 0.75 | 0.75 | 0.7 | 0.12433 |  | 1 | All Day | 24.0 | 744 | 672 | 744 | 720 | 744 | 720 | 744 | 744 | 720 | 744 | 720 | 744 | 92.504 | 83.552 | 92.504 | 89.52 | 92.504 | 89.52 | 92.504 | 92.504 | 89.52 | 92.504 | 89.52 | 92.504 | 8760 | 1089.16 | 5.5651
8292 | Ventilation | Exhaust Fan | EF-6 | Uniform | 0.16666666666666700 | [5 empty] | 0.16666666666666700 | 0.75 | 0.75 | 0.7 | 0.12433 |  | 1 | All Day | 24.0 | 744 | 672 | 744 | 720 | 744 | 720 | 744 | 744 | 720 | 744 | 720 | 744 | 92.504 | 83.552 | 92.504 | 89.52 | 92.504 | 89.52 | 92.504 | 92.504 | 89.52 | 92.504 | 89.52 | 92.504 | 8760 | 1089.16 | 0.31574
8293 | Ventilation | Exhaust Fan | EF-25 | Uniform | 0.16666666666666700 | [5 empty] | 0.16666666666666700 | 0.75 | 0.75 | 0.7 | 0.12433 |  | 1 | All Day | 24.0 | 744 | 672 | 744 | 720 | 744 | 720 | 744 | 744 | 720 | 744 | 720 | 744 | 92.504 | 83.552 | 92.504 | 89.52 | 92.504 | 89.52 | 92.504 | 92.504 | 89.52 | 92.504 | 89.52 | 92.504 | 8760 | 1089.16 | 0.31574
8294 | Ventilation | Exhaust Fan | EF-2 | Uniform | 0.16666666666666700 | [5 empty] | 0.16666666666666700 | 0.75 | 0.75 | 0.7 | 0.12433 |  | 1 | All Day | 24.0 | 744 | 672 | 744 | 720 | 744 | 720 | 744 | 744 | 720 | 744 | 720 | 744 | 92.504 | 83.552 | 92.504 | 89.52 | 92.504 | 89.52 | 92.504 | 92.504 | 89.52 | 92.504 | 89.52 | 92.504 | 8760 | 1089.16 | 0.39881
8295 | Ventilation | Exhaust Fan | EF-3 | Uniform | 0.16666666666666700 | [5 empty] | 0.16666666666666700 | 0.75 | 0.75 | 0.7 | 0.12433 |  | 1 | All Day | 24.0 | 744 | 672 | 744 | 720 | 744 | 720 | 744 | 744 | 720 | 744 | 720 | 744 | 92.504 | 83.552 | 92.504 | 89.52 | 92.504 | 89.52 | 92.504 | 92.504 | 89.52 | 92.504 | 89.52 | 92.504 | 8760 | 1089.16 | 0.39881
8296 | Ventilation | Exhaust Fan | 34-01-014 | Uniform | 0.16666666666666700 | [5 empty] | 0.16666666666666700 | 0.75 | 0.75 | 0.7 | 0.12433 |  | 1 | All Day | 24.0 | 744 | 672 | 744 | 720 | 744 | 720 | 744 | 744 | 720 | 744 | 720 | 744 | 92.504 | 83.552 | 92.504 | 89.52 | 92.504 | 89.52 | 92.504 | 92.504 | 89.52 | 92.504 | 89.52 | 92.504 | 8760 | 1089.16 | 1.4097
8297 | Ventilation | Exhaust Fan | 34-01-015 | Uniform | 0.16666666666666700 | [5 empty] | 0.16666666666666700 | 0.75 | 0.75 | 0.7 | 0.12433 |  | 1 | All Day | 24.0 | 744 | 672 | 744 | 720 | 744 | 720 | 744 | 744 | 720 | 744 | 720 | 744 | 92.504 | 83.552 | 92.504 | 89.52 | 92.504 | 89.52 | 92.504 | 92.504 | 89.52 | 92.504 | 89.52 | 92.504 | 8760 | 1089.16 | 1.4097
8298 | Ventilation | Exhaust Fan | 34-01-016 | Uniform | 0.16666666666666700 | [5 empty] | 0.16666666666666700 | 0.75 | 0.75 | 0.7 | 0.12433 |  | 1 | All Day | 24.0 | 744 | 672 | 744 | 720 | 744 | 720 | 744 | 744 | 720 | 744 | 720 | 744 | 92.504 | 83.552 | 92.504 | 89.52 | 92.504 | 89.52 | 92.504 | 92.504 | 89.52 | 92.504 | 89.52 | 92.504 | 8760 | 1089.16 | 1.4097
8299 | Ventilation | Exhaust Fan | 34-01-019 | Uniform | 0.16666666666666700 | [5 empty] | 0.16666666666666700 | 0.75 | 0.75 | 0.7 | 0.12433 |  | 1 | All Day | 24.0 | 744 | 672 | 744 | 720 | 744 | 720 | 744 | 744 | 720 | 744 | 720 | 744 | 92.504 | 83.552 | 92.504 | 89.52 | 92.504 | 89.52 | 92.504 | 92.504 | 89.52 | 92.504 | 89.52 | 92.504 | 8760 | 1089.16 | 1.4097
8300 | Ventilation | Exhaust Fan | 34-01-020 | Uniform | 0.16666666666666700 | [5 empty] | 0.16666666666666700 | 0.75 | 0.75 | 0.7 | 0.12433 |  | 1 | All Day | 24.0 | 744 | 672 | 744 | 720 | 744 | 720 | 744 | 744 | 720 | 744 | 720 | 744 | 92.504 | 83.552 | 92.504 | 89.52 | 92.504 | 89.52 | 92.504 | 92.504 | 89.52 | 92.504 | 89.52 | 92.504 | 8760 | 1089.16 | 1.4097
8301 | Ventilation | Exhaust Fan | 34-01-021 | Uniform | 0.16666666666666700 | [5 empty] | 0.16666666666666700 | 0.75 | 0.75 | 0.7 | 0.12433 |  | 1 | All Day | 24.0 | 744 | 672 | 744 | 720 | 744 | 720 | 744 | 744 | 720 | 744 | 720 | 744 | 92.504 | 83.552 | 92.504 | 89.52 | 92.504 | 89.52 | 92.504 | 92.504 | 89.52 | 92.504 | 89.52 | 92.504 | 8760 | 1089.16 | 1.4097
8302 | Ventilation | Exhaust Fan | 34-01-022 | Uniform | 0.16666666666666700 | [5 empty] | 0.16666666666666700 | 0.75 | 0.75 | 0.7 | 0.12433 |  | 1 | All Day | 24.0 | 744 | 672 | 744 | 720 | 744 | 720 | 744 | 744 | 720 | 744 | 720 | 744 | 92.504 | 83.552 | 92.504 | 89.52 | 92.504 | 89.52 | 92.504 | 92.504 | 89.52 | 92.504 | 89.52 | 92.504 | 8760 | 1089.16 | 1.4097
8303 | Ventilation | Exhaust Fan | 34-01-023 | Uniform | 0.16666666666666700 | [5 empty] | 0.16666666666666700 | 0.75 | 0.75 | 0.7 | 0.12433 |  | 1 | All Day | 24.0 | 744 | 672 | 744 | 720 | 744 | 720 | 744 | 744 | 720 | 744 | 720 | 744 | 92.504 | 83.552 | 92.504 | 89.52 | 92.504 | 89.52 | 92.504 | 92.504 | 89.52 | 92.504 | 89.52 | 92.504 | 8760 | 1089.16 | 1.4097
8304 | Pump | DHW Circ. Pump |  | Uniform | 0.16666666666666700 | [5 empty] | 0.16666666666666700 | 0.75 | 0.75 | 0.7 | 0.12433 |  | 1 |  | 24.0 | 744 | 672 | 744 | 720 | 744 | 720 | 744 | 744 | 720 | 744 | 720 | 744 | 92.504 | 83.552 | 92.504 | 89.52 | 92.504 | 89.52 | 92.504 | 92.504 | 89.52 | 92.504 | 89.52 | 92.504 | 8760 | 1089.16 | 0.1667
8305 | Pump | DHW Pump |  | Uniform | 0.16666666666666700 | [5 empty] | 0.16666666666666700 | 0.75 | 0.75 | 0.7 | 0.12433 |  | 1 | All Day | 24.0 | 744 | 672 | 744 | 720 | 744 | 720 | 744 | 744 | 720 | 744 | 720 | 744 | 92.504 | 83.552 | 92.504 | 89.52 | 92.504 | 89.52 | 92.504 | 92.504 | 89.52 | 92.504 | 89.52 | 92.504 | 8760 | 1089.16 | 0.12078
8306 | Pump | DHW Pump |  | Uniform | 0.16666666666666700 | [5 empty] | 0.16666666666666700 | 0.75 | 0.75 | 0.7 | 0.12433 |  | 1 | All Day | 24.0 | 744 | 672 | 744 | 720 | 744 | 720 | 744 | 744 | 720 | 744 | 720 | 744 | 92.504 | 83.552 | 92.504 | 89.52 | 92.504 | 89.52 | 92.504 | 92.504 | 89.52 | 92.504 | 89.52 | 92.504 | 8760 | 1089.16 | 0.11785
8307 | Pump | Pump 5 - Boiler Loop Pump |  | Uniform | 0.16666666666666700 | [5 empty] | 0.16666666666666700 | 0.75 | 0.75 | 0.7 | 0.12433 |  | 1 | All Day | 24.0 | 744 | 672 | 744 | 720 | 744 | 720 | 744 | 744 | 720 | 744 | 720 | 744 | 92.504 | 83.552 | 92.504 | 89.52 | 92.504 | 89.52 | 92.504 | 92.504 | 89.52 | 92.504 | 89.52 | 92.504 | 8760 | 1089.16 | 1.4038
8308 | Pump | Pump 5 - Boiler Loop Pump |  | Uniform | 0.16666666666666700 | [5 empty] | 0.16666666666666700 | 0.75 | 0.75 | 0.7 | 0.12433 |  | 1 | All Day | 24.0 | 744 | 672 | 744 | 720 | 744 | 720 | 744 | 744 | 720 | 744 | 720 | 744 | 92.504 | 83.552 | 92.504 | 89.52 | 92.504 | 89.52 | 92.504 | 92.504 | 89.52 | 92.504 | 89.52 | 92.504 | 8760 | 1089.16 | 1.4038
8309 | Ventilation | Exhaust Fan |  | Uniform | 0.16666666666666700 |  | 1 |  | 115.0 |  | 0.16666666666666700 | 0.75 | 0.75 | 0.67 | 0.12433 |  | 1 | All Day | 24.0 | 744 | 672 | 744 | 720 | 744 | 720 | 744 | 744 | 720 | 744 | 720 | 744 | 92.504 | 83.552 | 92.504 | 89.52 | 92.504 | 89.52 | 92.504 | 92.504 | 89.52 | 92.504 | 89.52 | 92.504 | 8760 | 1089.16 | 0.12612
8310 | Pump | DHW Pump |  | Uniform | 0.16666666666666700 | [5 empty] | 0.16666666666666700 | 0.75 | 0.75 | 0.7 | 0.12433 |  | 1 | All Day | 24.0 | 744 | 672 | 744 | 720 | 744 | 720 | 744 | 744 | 720 | 744 | 720 | 744 | 92.504 | 83.552 | 92.504 | 89.52 | 92.504 | 89.52 | 92.504 | 92.504 | 89.52 | 92.504 | 89.52 | 92.504 | 8760 | 1089.16 | 1.698
8311 | Ventilation | Exhaust Fan | EF-5 | Uniform | 0.16666666666666700 | [5 empty] | 0.16666666666666700 | 0.75 | 0.75 | 0.7 | 0.12433 |  | 1 | RTU-1, HP, EF-5 & UHs | 24.0 | 744 | 672 | 744 | 720 | 744 | 720 | 744 | 744 | 720 | 744 | 720 | 744 | 92.504 | 83.552 | 92.504 | 89.52 | 92.504 | 89.52 | 92.504 | 92.504 | 89.52 | 92.504 | 89.52 | 92.504 | 8760 | 1089.16 | 2.5802
8312 | Pump | DHW Recirculation Pump |  | Uniform | 0.16666666666666700 | [5 empty] | 0.16666666666666700 | 0.75 | 0.75 | 0.7 | 0.12433 |  | 1 | All Day | 24.0 | 744 | 672 | 744 | 720 | 744 | 720 | 744 | 744 | 720 | 744 | 720 | 744 | 92.504 | 83.552 | 92.504 | 89.52 | 92.504 | 89.52 | 92.504 | 92.504 | 89.52 | 92.504 | 89.52 | 92.504 | 8760 | 1089.16 | 0.30743
8313 | Pump |  |  | Uniform | 0.16666666666666700 | [5 empty] | 0.16666666666666700 | 0.75 | 0.75 | 0.7 | 0.12433 |  | 1 | 24/7 | 24.0 | 744 | 672 | 744 | 720 | 744 | 720 | 744 | 744 | 720 | 744 | 720 | 744 | 92.504 | 83.552 | 92.504 | 89.52 | 92.504 | 89.52 | 92.504 | 92.504 | 89.52 | 92.504 | 89.52 | 92.504 | 8760 | 1089.16 | 0.076114
8314 | Pump |  |  | Uniform | 0.16666666666666700 | [5 empty] | 0.16666666666666700 | 0.75 | 0.75 | 0.7 | 0.12433 |  | 1 | 24/7 | 24.0 | 744 | 672 | 744 | 720 | 744 | 720 | 744 | 744 | 720 | 744 | 720 | 744 | 92.504 | 83.552 | 92.504 | 89.52 | 92.504 | 89.52 | 92.504 | 92.504 | 89.52 | 92.504 | 89.52 | 92.504 | 8760 | 1089.16 | 0.076114
8315 | Pump | DHW Circ Pump | P-1 | Uniform | 0.16666666666666700 | [5 empty] | 0.16666666666666700 | 0.75 | 0.75 | 0.7 | 0.12433 |  | 1 | All Day | 24.0 | 744 | 672 | 744 | 720 | 744 | 720 | 744 | 744 | 720 | 744 | 720 | 744 | 92.504 | 83.552 | 92.504 | 89.52 | 92.504 | 89.52 | 92.504 | 92.504 | 89.52 | 92.504 | 89.52 | 92.504 | 8760 | 1089.16 | 1.163
8316 | Pump | Recirculation Pump | P-7 | Uniform | 0.16666666666666700 | [5 empty] | 0.16666666666666700 | 0.75 | 0.75 | 0.7 | 0.12433 |  | 1 | All Day | 24.0 | 744 | 672 | 744 | 720 | 744 | 720 | 744 | 744 | 720 | 744 | 720 | 744 | 92.504 | 83.552 | 92.504 | 89.52 | 92.504 | 89.52 | 92.504 | 92.504 | 89.52 | 92.504 | 89.52 | 92.504 | 8760 | 1089.16 | 0.16485
8317 | Ventilation | Exhaust Fan | EXF-04 | Uniform | 0.16666666666666700 | [5 empty] | 0.16666666666666700 | 0.75 | 0.75 | 0.7 | 0.12433 |  | 1 | All Day | 24.0 | 744 | 672 | 744 | 720 | 744 | 720 | 744 | 744 | 720 | 744 | 720 | 744 | 92.504 | 83.552 | 92.504 | 89.52 | 92.504 | 89.52 | 92.504 | 92.504 | 89.52 | 92.504 | 89.52 | 92.504 | 8760 | 1089.16 | 0.18115
8318 | Ventilation | Exhaust fan | EF-4 | Uniform | 0.16666666666666700 | [5 empty] | 0.16666666666666700 | 0.75 | 0.75 | 0.7 | 0.12433 |  | 1 | All Day | 24.0 | 744 | 672 | 744 | 720 | 744 | 720 | 744 | 744 | 720 | 744 | 720 | 744 | 92.504 | 83.552 | 92.504 | 89.52 | 92.504 | 89.52 | 92.504 | 92.504 | 89.52 | 92.504 | 89.52 | 92.504 | 8760 | 1089.16 | 0.18615
8319 | Ventilation | Exhaust fan | EF-5 | Uniform | 0.16666666666666700 | [5 empty] | 0.16666666666666700 | 0.75 | 0.75 | 0.7 | 0.12433 |  | 1 | All Day | 24.0 | 744 | 672 | 744 | 720 | 744 | 720 | 744 | 744 | 720 | 744 | 720 | 744 | 92.504 | 83.552 | 92.504 | 89.52 | 92.504 | 89.52 | 92.504 | 92.504 | 89.52 | 92.504 | 89.52 | 92.504 | 8760 | 1089.16 | 0.18615
8320 | Ventilation | Exhaust fan | EF-6 | Uniform | 0.16666666666666700 | [5 empty] | 0.16666666666666700 | 0.75 | 0.75 | 0.7 | 0.12433 |  | 1 | All Day | 24.0 | 744 | 672 | 744 | 720 | 744 | 720 | 744 | 744 | 720 | 744 | 720 | 744 | 92.504 | 83.552 | 92.504 | 89.52 | 92.504 | 89.52 | 92.504 | 92.504 | 89.52 | 92.504 | 89.52 | 92.504 | 8760 | 1089.16 | 0.18615
8321 | Ventilation | Exhaust fan | EF-7 | Uniform | 0.16666666666666700 | [5 empty] | 0.16666666666666700 | 0.75 | 0.75 | 0.7 | 0.12433 |  | 1 | All Day | 24.0 | 744 | 672 | 744 | 720 | 744 | 720 | 744 | 744 | 720 | 744 | 720 | 744 | 92.504 | 83.552 | 92.504 | 89.52 | 92.504 | 89.52 | 92.504 | 92.504 | 89.52 | 92.504 | 89.52 | 92.504 | 8760 | 1089.16 | 0.18615
8322 | Ventilation | Exhaust fan | EF-8 | Uniform | 0.16666666666666700 | [5 empty] | 0.16666666666666700 | 0.75 | 0.75 | 0.7 | 0.12433 |  | 1 | All Day | 24.0 | 744 | 672 | 744 | 720 | 744 | 720 | 744 | 744 | 720 | 744 | 720 | 744 | 92.504 | 83.552 | 92.504 | 89.52 | 92.504 | 89.52 | 92.504 | 92.504 | 89.52 | 92.504 | 89.52 | 92.504 | 8760 | 1089.16 | 0.18615
8323 | Ventilation | Exhaust fan | EF-9 | Uniform | 0.16666666666666700 | [5 empty] | 0.16666666666666700 | 0.75 | 0.75 | 0.7 | 0.12433 |  | 1 | All Day | 24.0 | 744 | 672 | 744 | 720 | 744 | 720 | 744 | 744 | 720 | 744 | 720 | 744 | 92.504 | 83.552 | 92.504 | 89.52 | 92.504 | 89.52 | 92.504 | 92.504 | 89.52 | 92.504 | 89.52 | 92.504 | 8760 | 1089.16 | 0.18615
8324 | Ventilation | Exhaust fan | EF-10 | Uniform | 0.16666666666666700 | [5 empty] | 0.16666666666666700 | 0.75 | 0.75 | 0.7 | 0.12433 |  | 1 | All Day | 24.0 | 744 | 672 | 744 | 720 | 744 | 720 | 744 | 744 | 720 | 744 | 720 | 744 | 92.504 | 83.552 | 92.504 | 89.52 | 92.504 | 89.52 | 92.504 | 92.504 | 89.52 | 92.504 | 89.52 | 92.504 | 8760 | 1089.16 | 0.18615
8325 | Ventilation | Exhaust fan | EF-11 | Uniform | 0.16666666666666700 | [5 empty] | 0.16666666666666700 | 0.75 | 0.75 | 0.7 | 0.12433 |  | 1 | All Day | 24.0 | 744 | 672 | 744 | 720 | 744 | 720 | 744 | 744 | 720 | 744 | 720 | 744 | 92.504 | 83.552 | 92.504 | 89.52 | 92.504 | 89.52 | 92.504 | 92.504 | 89.52 | 92.504 | 89.52 | 92.504 | 8760 | 1089.16 | 0.18615
8326 | Ventilation | Exhaust fan | EF-12 | Uniform | 0.16666666666666700 | [5 empty] | 0.16666666666666700 | 0.75 | 0.75 | 0.7 | 0.12433 |  | 1 | All Day | 24.0 | 744 | 672 | 744 | 720 | 744 | 720 | 744 | 744 | 720 | 744 | 720 | 744 | 92.504 | 83.552 | 92.504 | 89.52 | 92.504 | 89.52 | 92.504 | 92.504 | 89.52 | 92.504 | 89.52 | 92.504 | 8760 | 1089.16 | 0.18615
8327 | Ventilation | Exhaust fan | EF-13 | Uniform | 0.16666666666666700 | [5 empty] | 0.16666666666666700 | 0.75 | 0.75 | 0.7 | 0.12433 |  | 1 | All Day | 24.0 | 744 | 672 | 744 | 720 | 744 | 720 | 744 | 744 | 720 | 744 | 720 | 744 | 92.504 | 83.552 | 92.504 | 89.52 | 92.504 | 89.52 | 92.504 | 92.504 | 89.52 | 92.504 | 89.52 | 92.504 | 8760 | 1089.16 | 0.18615
8328 | Ventilation | Exhaust fan | EF-14 | Uniform | 0.16666666666666700 | [5 empty] | 0.16666666666666700 | 0.75 | 0.75 | 0.7 | 0.12433 |  | 1 | All Day | 24.0 | 744 | 672 | 744 | 720 | 744 | 720 | 744 | 744 | 720 | 744 | 720 | 744 | 92.504 | 83.552 | 92.504 | 89.52 | 92.504 | 89.52 | 92.504 | 92.504 | 89.52 | 92.504 | 89.52 | 92.504 | 8760 | 1089.16 | 0.18615
8329 | Ventilation | Exhaust fan | EF-15 | Uniform | 0.16666666666666700 | [5 empty] | 0.16666666666666700 | 0.75 | 0.75 | 0.7 | 0.12433 |  | 1 | All Day | 24.0 | 744 | 672 | 744 | 720 | 744 | 720 | 744 | 744 | 720 | 744 | 720 | 744 | 92.504 | 83.552 | 92.504 | 89.52 | 92.504 | 89.52 | 92.504 | 92.504 | 89.52 | 92.504 | 89.52 | 92.504 | 8760 | 1089.16 | 0.18615
8330 | Ventilation | Exhaust fan | EF-16 | Uniform | 0.16666666666666700 | [5 empty] | 0.16666666666666700 | 0.75 | 0.75 | 0.7 | 0.12433 |  | 1 | All Day | 24.0 | 744 | 672 | 744 | 720 | 744 | 720 | 744 | 744 | 720 | 744 | 720 | 744 | 92.504 | 83.552 | 92.504 | 89.52 | 92.504 | 89.52 | 92.504 | 92.504 | 89.52 | 92.504 | 89.52 | 92.504 | 8760 | 1089.16 | 0.18615
8331 | Ventilation | Exhaust fan | EF-17 | Uniform | 0.16666666666666700 | [5 empty] | 0.16666666666666700 | 0.75 | 0.75 | 0.7 | 0.12433 |  | 1 | All Day | 24.0 | 744 | 672 | 744 | 720 | 744 | 720 | 744 | 744 | 720 | 744 | 720 | 744 | 92.504 | 83.552 | 92.504 | 89.52 | 92.504 | 89.52 | 92.504 | 92.504 | 89.52 | 92.504 | 89.52 | 92.504 | 8760 | 1089.16 | 0.18615
8332 | Ventilation | Exhaust fan | EF-18 | Uniform | 0.16666666666666700 | [5 empty] | 0.16666666666666700 | 0.75 | 0.75 | 0.7 | 0.12433 |  | 1 | All Day | 24.0 | 744 | 672 | 744 | 720 | 744 | 720 | 744 | 744 | 720 | 744 | 720 | 744 | 92.504 | 83.552 | 92.504 | 89.52 | 92.504 | 89.52 | 92.504 | 92.504 | 89.52 | 92.504 | 89.52 | 92.504 | 8760 | 1089.16 | 0.18615
8333 | Ventilation | Exhaust fan | EF-19 | Uniform | 0.16666666666666700 | [5 empty] | 0.16666666666666700 | 0.75 | 0.75 | 0.7 | 0.12433 |  | 1 | All Day | 24.0 | 744 | 672 | 744 | 720 | 744 | 720 | 744 | 744 | 720 | 744 | 720 | 744 | 92.504 | 83.552 | 92.504 | 89.52 | 92.504 | 89.52 | 92.504 | 92.504 | 89.52 | 92.504 | 89.52 | 92.504 | 8760 | 1089.16 | 0.18615
8334 | Ventilation | Exhaust fan | EF-20 | Uniform | 0.16666666666666700 | [5 empty] | 0.16666666666666700 | 0.75 | 0.75 | 0.7 | 0.12433 |  | 1 | All Day | 24.0 | 744 | 672 | 744 | 720 | 744 | 720 | 744 | 744 | 720 | 744 | 720 | 744 | 92.504 | 83.552 | 92.504 | 89.52 | 92.504 | 89.52 | 92.504 | 92.504 | 89.52 | 92.504 | 89.52 | 92.504 | 8760 | 1089.16 | 0.18615
8335 | Ventilation | Exhaust fan | EF-24 | Uniform | 0.16666666666666700 | [5 empty] | 0.16666666666666700 | 0.75 | 0.75 | 0.7 | 0.12433 |  | 1 | All Day | 24.0 | 744 | 672 | 744 | 720 | 744 | 720 | 744 | 744 | 720 | 744 | 720 | 744 | 92.504 | 83.552 | 92.504 | 89.52 | 92.504 | 89.52 | 92.504 | 92.504 | 89.52 | 92.504 | 89.52 | 92.504 | 8760 | 1089.16 | 0.18615
8336 | Ventilation | Exhaust Fan | EF-26 | Uniform | 0.16666666666666700 | [5 empty] | 0.16666666666666700 | 0.75 | 0.75 | 0.7 | 0.12433 |  | 1 | 24.0 | 24.0 | 744 | 672 | 744 | 720 | 744 | 720 | 744 | 744 | 720 | 744 | 720 | 744 | 92.504 | 83.552 | 92.504 | 89.52 | 92.504 | 89.52 | 92.504 | 92.504 | 89.52 | 92.504 | 89.52 | 92.504 | 8760 | 1089.16 | 0.31836
8337 | Pump | Recircullation Pump | P-5 | Uniform | 0.16666666666666700 | [5 empty] | 0.16666666666666700 | 0.75 | 0.75 | 0.7 | 0.12433 |  | 1 | 24.0 | 24.0 | 744 | 672 | 744 | 720 | 744 | 720 | 744 | 744 | 720 | 744 | 720 | 744 | 92.504 | 83.552 | 92.504 | 89.52 | 92.504 | 89.52 | 92.504 | 92.504 | 89.52 | 92.504 | 89.52 | 92.504 | 8760 | 1089.16 | 0.31836
8338 | Pump | Hot Water Pump | P-7 | Uniform | 0.16666666666666700 | [5 empty] | 0.16666666666666700 | 0.75 | 0.75 | 0.7 | 0.12433 |  | 1 | 24.0 | 24.0 | 744 | 672 | 744 | 720 | 744 | 720 | 744 | 744 | 720 | 744 | 720 | 744 | 92.504 | 83.552 | 92.504 | 89.52 | 92.504 | 89.52 | 92.504 | 92.504 | 89.52 | 92.504 | 89.52 | 92.504 | 8760 | 1089.16 | 0.31836
8339 | Pump | DHW Recirculating Pump |  | Uniform | 0.16666666666666700 | [5 empty] | 0.16666666666666700 | 0.75 | 0.75 | 0.7 | 0.12433 |  | 1 | All Day | 24.0 | 744 | 672 | 744 | 720 | 744 | 720 | 744 | 744 | 720 | 744 | 720 | 744 | 92.504 | 83.552 | 92.504 | 89.52 | 92.504 | 89.52 | 92.504 | 92.504 | 89.52 | 92.504 | 89.52 | 92.504 | 8760 | 1089.16 | 1.2612
8340 | Pump | Recirculation Pump |  | Uniform | 0.16666666666666700 | [5 empty] | 0.16666666666666700 | 0.75 | 0.75 | 0.7 | 0.12433 |  | 1 | All Day | 24.0 | 744 | 672 | 744 | 720 | 744 | 720 | 744 | 744 | 720 | 744 | 720 | 744 | 92.504 | 83.552 | 92.504 | 89.52 | 92.504 | 89.52 | 92.504 | 92.504 | 89.52 | 92.504 | 89.52 | 92.504 | 8760 | 1089.16 | 0.23181
8341 | Pump | Pump 5 - Boiler Loop Pump |  | Uniform | 0.16666666666666700 | [5 empty] | 0.16666666666666700 | 0.75 | 0.75 | 0.7 | 0.12433 |  | 1 | All Day | 24.0 | 744 | 672 | 744 | 720 | 744 | 720 | 744 | 744 | 720 | 744 | 720 | 744 | 92.504 | 83.552 | 92.504 | 89.52 | 92.504 | 89.52 | 92.504 | 92.504 | 89.52 | 92.504 | 89.52 | 92.504 | 8760 | 1089.16 | 1.4038
8342 | Pump | Pump 5 - Boiler Loop Pump |  | Uniform | 0.16666666666666700 | [5 empty] | 0.16666666666666700 | 0.75 | 0.75 | 0.7 | 0.12433 |  | 1 | All Day | 24.0 | 744 | 672 | 744 | 720 | 744 | 720 | 744 | 744 | 720 | 744 | 720 | 744 | 92.504 | 83.552 | 92.504 | 89.52 | 92.504 | 89.52 | 92.504 | 92.504 | 89.52 | 92.504 | 89.52 | 92.504 | 8760 | 1089.16 | 1.4038
8343 | Ventilation | Lower Stair Air Pressurization | SF B3 | Uniform | 0.16666666666666700 | [5 empty] | 0.16666666666666700 | 0.75 | 0.75 | 0.7 | 0.12433 |  | 1 | All Day | 24.0 | 744 | 672 | 744 | 720 | 744 | 720 | 744 | 744 | 720 | 744 | 720 | 744 | 92.504 | 83.552 | 92.504 | 89.52 | 92.504 | 89.52 | 92.504 | 92.504 | 89.52 | 92.504 | 89.52 | 92.504 | 8760 | 1089.16 | 0.1303
8344 | Ventilation | Exhaust Fan | EF-33 | Uniform | 0.16666666666666700 | [5 empty] | 0.16666666666666700 | 0.75 | 0.75 | 0.7 | 0.12433 |  | 1 | All Day | 24.0 | 744 | 672 | 744 | 720 | 744 | 720 | 744 | 744 | 720 | 744 | 720 | 744 | 92.504 | 83.552 | 92.504 | 89.52 | 92.504 | 89.52 | 92.504 | 92.504 | 89.52 | 92.504 | 89.52 | 92.504 | 8760 | 1089.16 | 0.043222
8345 | Ventilation | Exhaust Fan | EF-1 | Uniform | 0.16666666666666700 | [5 empty] | 0.16666666666666700 | 0.75 | 0.75 | 0.7 | 0.12433 |  | 1 | All Day | 24.0 | 744 | 672 | 744 | 720 | 744 | 720 | 744 | 744 | 720 | 744 | 720 | 744 | 92.504 | 83.552 | 92.504 | 89.52 | 92.504 | 89.52 | 92.504 | 92.504 | 89.52 | 92.504 | 89.52 | 92.504 | 8760 | 1089.16 | 0.8093
8346 | Ventilation | Exhaust Fan | 34-01-024 | Uniform | 0.16666666666666700 | [5 empty] | 0.16666666666666700 | 0.75 | 0.75 | 0.7 | 0.12433 |  | 2 | All Day | 24.0 | 1488 | 1344 | 1488 | 1440 | 1488 | 1440 | 1488 | 1488 | 1440 | 1488 | 1440 | 1488 | 185.008 | 167.104 | 185.008 | 179.04 | 185.008 | 179.04 | 185.008 | 185.008 | 179.04 | 185.008 | 179.04 | 185.008 | 17520 | 2178.32 | 2.8194
8347 | Ventilation | Exhaust Fan |  | Uniform | 0.16666666666666700 | [5 empty] | 0.16666666666666700 | 0.75 | 0.75 | 0.7 | 0.12433 |  | 0.1 | All Day | 24.0 | 74.4 | 67.2 | 74.4 | 72 | 74.4 | 72 | 74.4 | 74.4 | 72 | 74.4 | 72 | 74.4 | 9.2504 | 8.3552 | 9.2504 | 8.952 | 9.2504 | 8.952 | 9.2504 | 9.2504 | 8.952 | 9.2504 | 8.952 | 9.2504 | 876 | 108.916 | 0.018784
8348 | Ventilation | Exhaust Fan | EF-6 | Uniform | 0.16666666666666700 | [5 empty] | 0.16666666666666700 | 0.75 | 0.75 | 0.7 | 0.12433 |  | 0.1 | All Day | 24.0 | 74.4 | 67.2 | 74.4 | 72 | 74.4 | 72 | 74.4 | 74.4 | 72 | 74.4 | 72 | 74.4 | 9.2504 | 8.3552 | 9.2504 | 8.952 | 9.2504 | 8.952 | 9.2504 | 9.2504 | 8.952 | 9.2504 | 8.952 | 9.2504 | 876 | 108.916 | 0.098178
8349 | Miscellaneous electricity | Air Compressor | C-3 | Uniform | 0.16666666666666700 | [5 empty] | 0.16666666666666700 | 0.75 | 0.75 | 0.7 | 0.12433 |  | 0.3 | All Day | 24.0 | 223.2 | 201.6 | 223.2 | 216 | 223.2 | 216 | 223.2 | 223.2 | 216 | 223.2 | 216 | 223.2 | 27.7512 | 25.0656 | 27.7512 | 26.856 | 27.7512 | 26.856 | 27.7512 | 27.7512 | 26.856 | 27.7512 | 26.856 | 27.7512 | 2628 | 326.748 | 0.006186
8350 | AC system | Fan | RTU-1 | Cooling 1 | 0.16666666666666700 | [5 empty] | 0.16666666666666700 | 0.75 | 0.75 | 0.7 | 0.12433 |  | 0.3 | All Day | 24.0 | 0 | 0 | 0 | 0 | 111.6 | 216 | 223.2 | 223.2 | 108 | 0 | 0 | 0 | 0 | 0 | 0 | 0 | 13.8756 | 26.856 | 27.7512 | 27.7512 | 13.428 | 0 | 0 | 0 | 882 | 109.662 | 0.10451
8351 | AC system | Fan | RTU-3 | Cooling 1 | 0.16666666666666700 | [5 empty] | 0.16666666666666700 | 0.75 | 0.75 | 0.7 | 0.12433 |  | 0.3 | All Day | 24.0 | 0 | 0 | 0 | 0 | 111.6 | 216 | 223.2 | 223.2 | 108 | 0 | 0 | 0 | 0 | 0 | 0 | 0 | 13.8756 | 26.856 | 27.7512 | 27.7512 | 13.428 | 0 | 0 | 0 | 882 | 109.662 | 0.10451
8352 | AC system | Fan | RTU-4 | Cooling 1 | 0.16666666666666700 | [5 empty] | 0.16666666666666700 | 0.75 | 0.75 | 0.7 | 0.12433 |  | 0.3 | All Day | 24.0 | 0 | 0 | 0 | 0 | 111.6 | 216 | 223.2 | 223.2 | 108 | 0 | 0 | 0 | 0 | 0 | 0 | 0 | 13.8756 | 26.856 | 27.7512 | 27.7512 | 13.428 | 0 | 0 | 0 | 882 | 109.662 | 0.10451
8353 | Pump | DHW Storage Pump | P-2 | Uniform | 0.16666666666666700 | [5 empty] | 0.16666666666666700 | 0.75 | 0.75 | 0.7 | 0.12433 |  | 0.75 | 24/7 | 24.0 | 558 | 504 | 558 | 540 | 558 | 540 | 558 | 558 | 540 | 558 | 540 | 558 | 69.378 | 62.664 | 69.378 | 67.14 | 69.378 | 67.14 | 69.378 | 69.378 | 67.14 | 69.378 | 67.14 | 69.378 | 6570 | 816.87 | 0.081789
8354 | AC system | Condenser Fan | AC-1 | Cooling 1 | 0.16666666666666700 | [5 empty] | 0.16666666666666700 | 0.75 | 0.75 | 0.7 | 0.12433 |  | 0.3 | ACs | 15.5 | 0 | 0 | 0 | 0 | 72.075 | 139.5 | 144.15 | 144.15 | 69.75 | 0 | 0 | 0 | 0 | 0 | 0 | 0 | 8.9613 | 17.3445 | 17.9227 | 17.9227 | 8.6723 | 0 | 0 | 0 | 569.625 | 70.8234 | 0.030764
8355 | AC system | Condenser Fan | AC-2 | Cooling 1 | 0.16666666666666700 | [5 empty] | 0.16666666666666700 | 0.75 | 0.75 | 0.7 | 0.12433 |  | 0.3 | ACs | 15.5 | 0 | 0 | 0 | 0 | 72.075 | 139.5 | 144.15 | 144.15 | 69.75 | 0 | 0 | 0 | 0 | 0 | 0 | 0 | 8.9613 | 17.3445 | 17.9227 | 17.9227 | 8.6723 | 0 | 0 | 0 | 569.625 | 70.8234 | 0.030764
8356 | AC system | Condenser Fan | AC-3 | Cooling 1 | 0.16666666666666700 | [5 empty] | 0.16666666666666700 | 0.75 | 0.75 | 0.7 | 0.12433 |  | 0.3 | ACs | 15.5 | 0 | 0 | 0 | 0 | 72.075 | 139.5 | 144.15 | 144.15 | 69.75 | 0 | 0 | 0 | 0 | 0 | 0 | 0 | 8.9613 | 17.3445 | 17.9227 | 17.9227 | 8.6723 | 0 | 0 | 0 | 569.625 | 70.8234 | 0.030764
8357 | Ventilation | Womens WC Exhaust | EF1 | Uniform | 0.16666666666666700 | [5 empty] | 0.16666666666666700 | 0.75 | 0.75 | 0.7 | 0.12433 |  | 0.083333 | All Day | 24.0 | 62 | 56 | 62 | 60 | 62 | 60 | 62 | 62 | 60 | 62 | 60 | 62 | 7.7087 | 6.9627 | 7.7087 | 7.46 | 7.7087 | 7.46 | 7.7087 | 7.7087 | 7.46 | 7.7087 | 7.46 | 7.7087 | 730 | 90.7633 | 0.096913
8358 | Ventilation | Basement Mens Shower | EF3 | Uniform | 0.16666666666666700 | [5 empty] | 0.16666666666666700 | 0.75 | 0.75 | 0.7 | 0.12433 |  | 0.083333 | All Day | 24.0 | 62 | 56 | 62 | 60 | 62 | 60 | 62 | 62 | 60 | 62 | 60 | 62 | 7.7087 | 6.9627 | 7.7087 | 7.46 | 7.7087 | 7.46 | 7.7087 | 7.7087 | 7.46 | 7.7087 | 7.46 | 7.7087 | 730 | 90.7633 | 0.096913
8359 | Ventilation | Basement W Shower | EF4 | Uniform | 0.16666666666666700 | [5 empty] | 0.16666666666666700 | 0.75 | 0.75 | 0.7 | 0.12433 |  | 0.083333 | All Day | 24.0 | 62 | 56 | 62 | 60 | 62 | 60 | 62 | 62 | 60 | 62 | 60 | 62 | 7.7087 | 6.9627 | 7.7087 | 7.46 | 7.7087 | 7.46 | 7.7087 | 7.7087 | 7.46 | 7.7087 | 7.46 | 7.7087 | 730 | 90.7633 | 0.096913
8360 | Ventilation | Mens WC Exhaust | EF9 | Uniform | 0.16666666666666700 | [5 empty] | 0.16666666666666700 | 0.75 | 0.75 | 0.7 | 0.12433 |  | 0.083333 | All Day | 24.0 | 62 | 56 | 62 | 60 | 62 | 60 | 62 | 62 | 60 | 62 | 60 | 62 | 7.7087 | 6.9627 | 7.7087 | 7.46 | 7.7087 | 7.46 | 7.7087 | 7.7087 | 7.46 | 7.7087 | 7.46 | 7.7087 | 730 | 90.7633 | 0.096913
8361 | Ventilation | Hallway WC | EF2 | Uniform | 0.16666666666666700 | [5 empty] | 0.16666666666666700 | 0.75 | 0.75 | 0.7 | 0.12433 |  | 0.16667 | All Day | 24.0 | 124 | 112 | 124 | 120 | 124 | 120 | 124 | 124 | 120 | 124 | 120 | 124 | 15.4173 | 13.9253 | 15.4173 | 14.92 | 15.4173 | 14.92 | 15.4173 | 15.4173 | 14.92 | 15.4173 | 14.92 | 15.4173 | 1460 | 181.5267 | 0.19383
8362 | Ventilation | Supply Fan | HP-1 | Heating 1 | 0.16666666666666700 | [5 empty] | 0.16666666666666700 | 0.75 | 0.75 | 0.7 | 0.12433 |  | 1 | RTU-1, HP, EF-5 & UHs | 24.0 | 669.6 | 604.8 | 148.8 | 144 | 0 | 0 | 0 | 0 | 0 | 148.8 | 720 | 744 | 83.2536 | 75.1968 | 18.5008 | 17.904 | 0 | 0 | 0 | 0 | 0 | 18.5008 | 89.52 | 92.504 | 3180 | 395.38 | 0.93665
8363 | Ventilation | Unit Heater Fan | UH-3 | Heating 1 | 0.16666666666666700 | 0.12433 |  |  |  |  | 0.16666666666666700 | 0.75 | 0.75 | 0.7 | 0.12433 |  | 1 |  | 14.0 | 434 | 352.8 | 347.2 | 294 | 173.6 | 84 | 0 | 0 | 84 | 260.4 | 336 | 434 | 53.9607 | 43.8648 | 43.1685 | 36.554 | 21.5843 | 10.444 | 0 | 0 | 10.444 | 32.3764 | 41.776 | 53.9607 | 2800 | 348.1333 | 0.11528
8364 | Ventilation | Unit Heater Fan | UH-4 | Heating 1 | 0.16666666666666700 | 0.12433 |  |  |  |  | 0.16666666666666700 | 0.75 | 0.75 | 0.7 | 0.12433 |  | 1 |  | 14.0 | 434 | 352.8 | 347.2 | 294 | 173.6 | 84 | 0 | 0 | 84 | 260.4 | 336 | 434 | 53.9607 | 43.8648 | 43.1685 | 36.554 | 21.5843 | 10.444 | 0 | 0 | 10.444 | 32.3764 | 41.776 | 53.9607 | 2800 | 348.1333 | 0.11528
8365 | Ventilation | Unit Heater Fan | UH-5 | Heating 1 | 0.16666666666666700 | 0.12433 |  |  |  |  | 0.16666666666666700 | 0.75 | 0.75 | 0.7 | 0.12433 |  | 1 |  | 14.0 | 434 | 352.8 | 347.2 | 294 | 173.6 | 84 | 0 | 0 | 84 | 260.4 | 336 | 434 | 53.9607 | 43.8648 | 43.1685 | 36.554 | 21.5843 | 10.444 | 0 | 0 | 10.444 | 32.3764 | 41.776 | 53.9607 | 2800 | 348.1333 | 0.11528
8366 | Ventilation | Recirculation Fan | FC-7 | Uniform | 0.16666666666666700 | [5 empty] | 0.16666666666666700 | 0.75 | 0.75 | 0.7 | 0.12433 |  | 1 | Building Vent | 14.0 | 434 | 392 | 434 | 420 | 434 | 420 | 434 | 434 | 420 | 434 | 420 | 434 | 53.9607 | 48.7387 | 53.9607 | 52.22 | 53.9607 | 52.22 | 53.9607 | 53.9607 | 52.22 | 53.9607 | 52.22 | 53.9607 | 5110 | 635.3433 | 0.10859
8367 | Ventilation | Recirculation Fan | FC-8 | Uniform | 0.16666666666666700 | [5 empty] | 0.16666666666666700 | 0.75 | 0.75 | 0.7 | 0.12433 |  | 1 | Building Vent | 14.0 | 434 | 392 | 434 | 420 | 434 | 420 | 434 | 434 | 420 | 434 | 420 | 434 | 53.9607 | 48.7387 | 53.9607 | 52.22 | 53.9607 | 52.22 | 53.9607 | 53.9607 | 52.22 | 53.9607 | 52.22 | 53.9607 | 5110 | 635.3433 | 0.10859
8368 | Ventilation | Supply fan |  | Uniform | 0.16666666666666700 | [5 empty] | 0.16666666666666700 | 0.75 | 0.75 | 0.7 | 0.12433 |  | 1 |  | 10.75 | 333.25 | 301 | 333.25 | 322.5 | 333.25 | 322.5 | 333.25 | 333.25 | 322.5 | 333.25 | 322.5 | 333.25 | 41.4341 | 37.4243 | 41.4341 | 40.0975 | 41.4341 | 40.0975 | 41.4341 | 41.4341 | 40.0975 | 41.4341 | 40.0975 | 41.4341 | 3923.75 | 487.8529 | 2.8842
8369 | Ventilation | EF | EF25 | Uniform | 0.16666666666666700 | [5 empty] | 0.16666666666666700 | 0.75 | 0.75 | 0.7 | 0.12433 |  | 1 | Occupied | 16.75 | 519.25 | 469 | 519.25 | 502.5 | 519.25 | 502.5 | 519.25 | 519.25 | 502.5 | 519.25 | 502.5 | 519.25 | 64.5601 | 58.3123 | 64.5601 | 62.4775 | 64.5601 | 62.4775 | 64.5601 | 64.5601 | 62.4775 | 64.5601 | 62.4775 | 64.5601 | 6113.75 | 760.1429 | 0.081295
8370 | Ventilation | EF | EF26 | Uniform | 0.16666666666666700 | [5 empty] | 0.16666666666666700 | 0.75 | 0.75 | 0.7 | 0.12433 |  | 1 | Occupied | 16.75 | 519.25 | 469 | 519.25 | 502.5 | 519.25 | 502.5 | 519.25 | 519.25 | 502.5 | 519.25 | 502.5 | 519.25 | 64.5601 | 58.3123 | 64.5601 | 62.4775 | 64.5601 | 62.4775 | 64.5601 | 64.5601 | 62.4775 | 64.5601 | 62.4775 | 64.5601 | 6113.75 | 760.1429 | 0.081295
8371 | Ventilation | EF | EF27 | Uniform | 0.16666666666666700 | [5 empty] | 0.16666666666666700 | 0.75 | 0.75 | 0.7 | 0.12433 |  | 1 | Occupied | 16.75 | 519.25 | 469 | 519.25 | 502.5 | 519.25 | 502.5 | 519.25 | 519.25 | 502.5 | 519.25 | 502.5 | 519.25 | 64.5601 | 58.3123 | 64.5601 | 62.4775 | 64.5601 | 62.4775 | 64.5601 | 64.5601 | 62.4775 | 64.5601 | 62.4775 | 64.5601 | 6113.75 | 760.1429 | 0.081295
8372 | Ventilation | EF | EF28 | Uniform | 0.16666666666666700 | [5 empty] | 0.16666666666666700 | 0.75 | 0.75 | 0.7 | 0.12433 |  | 1 | Occupied | 16.75 | 519.25 | 469 | 519.25 | 502.5 | 519.25 | 502.5 | 519.25 | 519.25 | 502.5 | 519.25 | 502.5 | 519.25 | 64.5601 | 58.3123 | 64.5601 | 62.4775 | 64.5601 | 62.4775 | 64.5601 | 64.5601 | 62.4775 | 64.5601 | 62.4775 | 64.5601 | 6113.75 | 760.1429 | 0.081295
8373 | Ventilation | EF | EF29 | Uniform | 0.16666666666666700 | [5 empty] | 0.16666666666666700 | 0.75 | 0.75 | 0.7 | 0.12433 |  | 1 | Occupied | 16.75 | 519.25 | 469 | 519.25 | 502.5 | 519.25 | 502.5 | 519.25 | 519.25 | 502.5 | 519.25 | 502.5 | 519.25 | 64.5601 | 58.3123 | 64.5601 | 62.4775 | 64.5601 | 62.4775 | 64.5601 | 64.5601 | 62.4775 | 64.5601 | 62.4775 | 64.5601 | 6113.75 | 760.1429 | 0.081295
8374 | Ventilation | EF | EF25 | Uniform | 0.16666666666666700 | [5 empty] | 0.16666666666666700 | 0.75 | 0.75 | 0.7 | 0.12433 |  | 1 | Occupied | 16.75 | 519.25 | 469 | 519.25 | 502.5 | 519.25 | 502.5 | 519.25 | 519.25 | 502.5 | 519.25 | 502.5 | 519.25 | 64.5601 | 58.3123 | 64.5601 | 62.4775 | 64.5601 | 62.4775 | 64.5601 | 64.5601 | 62.4775 | 64.5601 | 62.4775 | 64.5601 | 6113.75 | 760.1429 | 0.073859
8375 | Ventilation | EF | EF26 | Uniform | 0.16666666666666700 | [5 empty] | 0.16666666666666700 | 0.75 | 0.75 | 0.7 | 0.12433 |  | 1 | Occupied | 16.75 | 519.25 | 469 | 519.25 | 502.5 | 519.25 | 502.5 | 519.25 | 519.25 | 502.5 | 519.25 | 502.5 | 519.25 | 64.5601 | 58.3123 | 64.5601 | 62.4775 | 64.5601 | 62.4775 | 64.5601 | 64.5601 | 62.4775 | 64.5601 | 62.4775 | 64.5601 | 6113.75 | 760.1429 | 0.073859
8376 | Ventilation | EF | EF27 | Uniform | 0.16666666666666700 | [5 empty] | 0.16666666666666700 | 0.75 | 0.75 | 0.7 | 0.12433 |  | 1 | Occupied | 16.75 | 519.25 | 469 | 519.25 | 502.5 | 519.25 | 502.5 | 519.25 | 519.25 | 502.5 | 519.25 | 502.5 | 519.25 | 64.5601 | 58.3123 | 64.5601 | 62.4775 | 64.5601 | 62.4775 | 64.5601 | 64.5601 | 62.4775 | 64.5601 | 62.4775 | 64.5601 | 6113.75 | 760.1429 | 0.073859
8377 | Ventilation | EF | EF28 | Uniform | 0.16666666666666700 | [5 empty] | 0.16666666666666700 | 0.75 | 0.75 | 0.7 | 0.12433 |  | 1 | Occupied | 16.75 | 519.25 | 469 | 519.25 | 502.5 | 519.25 | 502.5 | 519.25 | 519.25 | 502.5 | 519.25 | 502.5 | 519.25 | 64.5601 | 58.3123 | 64.5601 | 62.4775 | 64.5601 | 62.4775 | 64.5601 | 64.5601 | 62.4775 | 64.5601 | 62.4775 | 64.5601 | 6113.75 | 760.1429 | 0.073859
8378 | Ventilation | EF | EF29 | Uniform | 0.16666666666666700 | [5 empty] | 0.16666666666666700 | 0.75 | 0.75 | 0.7 | 0.12433 |  | 1 | Occupied | 16.75 | 519.25 | 469 | 519.25 | 502.5 | 519.25 | 502.5 | 519.25 | 519.25 | 502.5 | 519.25 | 502.5 | 519.25 | 64.5601 | 58.3123 | 64.5601 | 62.4775 | 64.5601 | 62.4775 | 64.5601 | 64.5601 | 62.4775 | 64.5601 | 62.4775 | 64.5601 | 6113.75 | 760.1429 | 0.073859
8379 | AC system | DX Fan | RTU-6 | Cooling 1 | 0.16666666666666700 | [5 empty] | 0.16666666666666700 | 0.75 | 0.75 | 0.7 | 0.12433 |  | 0.3 | RTU-6 | 14.0 | 0 | 0 | 0 | 25.2 | 52.08 | 12.6 | 130.2 | 130.2 | 63 | 0 | 0 | 0 | 0 | 0 | 0 | 3.1332 | 6.4753 | 1.5666 | 16.1882 | 16.1882 | 7.833 | 0 | 0 | 0 | 413.28 | 51.3845 | 0.0051449
8380 | Ventilation | Exhaust Fan | EF-22 | Cooling 1 | 0.16666666666666700 | [5 empty] | 0.16666666666666700 | 0.75 | 0.75 | 0.7 | 0.12433 |  | 0.2 | All Day | 24.0 | 0 | 0 | 29.76 | 28.8 | 59.52 | 100.8 | 148.8 | 148.8 | 86.4 | 59.52 | 0 | 0 | 0 | 0 | 3.7002 | 3.5808 | 7.4003 | 12.5328 | 18.5008 | 18.5008 | 10.7424 | 7.4003 | 0 | 0 | 662.4 | 82.3584 | 0.0032683
8381 | Pump |  | P-18 | Heating Pump | 0.16666666666666700 | [5 empty] | 0.16666666666666700 | 0.75 | 0.75 | 0.7 | 0.12433 |  | 0.5 | I | 5.0 | 77.5 | 70 | 74.1667 | 65 | 44.8611 | 7.7778 | 1.8056 | 0.41667 | 23.0556 | 65.2778 | 74.5833 | 77.5 | 9.6358 | 8.7033 | 9.2214 | 8.0817 | 5.5777 | 0.96704 | 0.22449 | 0.051806 | 2.8666 | 8.1162 | 9.2732 | 9.6358 | 581.9444 | 72.3551 | 0.0050564
8382 | Pump |  | P-19 | Heating Pump | 0.16666666666666700 | [5 empty] | 0.16666666666666700 | 0.75 | 0.75 | 0.7 | 0.12433 |  | 0.5 | I | 5.0 | 77.5 | 70 | 74.1667 | 65 | 44.8611 | 7.7778 | 1.8056 | 0.41667 | 23.0556 | 65.2778 | 74.5833 | 77.5 | 9.6358 | 8.7033 | 9.2214 | 8.0817 | 5.5777 | 0.96704 | 0.22449 | 0.051806 | 2.8666 | 8.1162 | 9.2732 | 9.6358 | 581.9444 | 72.3551 | 0.0050564
8383 | Pump |  | P-20 | Heating Pump | 0.16666666666666700 | [5 empty] | 0.16666666666666700 | 0.75 | 0.75 | 0.7 | 0.12433 |  | 0.5 | I | 5.0 | 77.5 | 70 | 74.1667 | 65 | 44.8611 | 7.7778 | 1.8056 | 0.41667 | 23.0556 | 65.2778 | 74.5833 | 77.5 | 9.6358 | 8.7033 | 9.2214 | 8.0817 | 5.5777 | 0.96704 | 0.22449 | 0.051806 | 2.8666 | 8.1162 | 9.2732 | 9.6358 | 581.9444 | 72.3551 | 0.0050564
8384 | AC system | DX Fan | RTU-11 | Cooling 1 | 0.16666666666666700 | [5 empty] | 0.16666666666666700 | 0.75 | 0.75 | 0.7 | 0.12433 |  | 0.3 | RTU-11 | 10.714285714285700 | 0 | 0 | 0 | 19.2857 | 39.8571 | 9.6429 | 99.6429 | 99.6429 | 48.2143 | 0 | 0 | 0 | 0 | 0 | 0 | 2.3979 | 4.9556 | 1.1989 | 12.3889 | 12.3889 | 5.9946 | 0 | 0 | 0 | 316.2857 | 39.3249 | 0.0039374
8385 | Ventilation | Exhaust Fan | EF-24 | Uniform | 0.16666666666666700 | [5 empty] | 0.16666666666666700 | 0.75 | 0.75 | 0.7 | 0.12433 |  | 1 | 13.071428571428600 | 13.071428571428600 | 405.2143 | 366 | 405.2143 | 392.1429 | 405.2143 | 392.1429 | 405.2143 | 405.2143 | 392.1429 | 405.2143 | 392.1429 | 405.2143 | 50.3816 | 45.506 | 50.3816 | 48.7564 | 50.3816 | 48.7564 | 50.3816 | 50.3816 | 48.7564 | 50.3816 | 48.7564 | 50.3816 | 4771.0714 | 593.2032 | 0.17339
8386 | Pump | Heating Water Pump | P1 | Heating 1 | 0.16666666666666700 | [5 empty] | 0.16666666666666700 | 0.75 | 0.75 | 0.7 | 0.12433 |  | 0.66 | All Day | 24.0 | 491.04 | 354.816 | 491.04 | 0 | 0 | 0 | 12.276 | 12.276 | 11.88 | 441.936 | 475.2 | 491.04 | 61.0526 | 44.1155 | 61.0526 | 0 | 0 | 0 | 1.5263 | 1.5263 | 1.4771 | 54.9474 | 59.0832 | 61.0526 | 2781.504 | 345.8337 | 1.0245
8387 | Pump | Heating Water Pump | P2 | Heating 1 | 0.16666666666666700 | [5 empty] | 0.16666666666666700 | 0.75 | 0.75 | 0.7 | 0.12433 |  | 0.66 | All Day | 24.0 | 491.04 | 354.816 | 491.04 | 0 | 0 | 0 | 12.276 | 12.276 | 11.88 | 441.936 | 475.2 | 491.04 | 61.0526 | 44.1155 | 61.0526 | 0 | 0 | 0 | 1.5263 | 1.5263 | 1.4771 | 54.9474 | 59.0832 | 61.0526 | 2781.504 | 345.8337 | 1.0245
8388 | Pump | H/C Pump | P-2 | Heating 1 | 0.16666666666666700 | [5 empty] | 0.16666666666666700 | 0.75 | 0.75 | 0.7 | 0.12433 |  | 1 | RTU-1 | 13.0 | 362.7 | 364 | 302.25 | 273 | 40.3 | 0 | 0 | 0 | 9.75 | 80.6 | 156 | 403 | 45.0957 | 45.2573 | 37.5797 | 33.943 | 5.0106 | 0 | 0 | 0 | 1.2123 | 10.0213 | 19.396 | 50.1063 | 1991.6 | 247.6223 | 0.4211
8389 | Ventilation | Exhaust Fan |  | Uniform | 0.16666666666666700 | [5 empty] | 0.16666666666666700 | 0.75 | 0.75 | 0.7 | 0.12433 |  | 0.01 | All Day | 24.0 | 7.44 | 6.72 | 7.44 | 7.2 | 7.44 | 7.2 | 7.44 | 7.44 | 7.2 | 7.44 | 7.2 | 7.44 | 0.92504 | 0.83552 | 0.92504 | 0.8952 | 0.92504 | 0.8952 | 0.92504 | 0.92504 | 0.8952 | 0.92504 | 0.8952 | 0.92504 | 87.6 | 10.8916 | 0.0028116
8390 | AC system | DX Fan | RTU-10 | Cooling 1 | 0.16666666666666700 | [5 empty] | 0.16666666666666700 | 0.75 | 0.75 | 0.7 | 0.12433 |  | 0.3 | RTU-10 | 13.714285714285700 | 0 | 0 | 0 | 24.6857 | 51.0171 | 12.3429 | 127.5429 | 127.5429 | 61.7143 | 0 | 0 | 0 | 0 | 0 | 0 | 3.0693 | 6.3431 | 1.5346 | 15.8578 | 15.8578 | 7.6731 | 0 | 0 | 0 | 404.8457 | 50.3358 | 0.0050399
8391 | Ventilation | Exhaust Fan | EF-12 | School Year | 0.16666666666666700 | [5 empty] | 0.16666666666666700 | 0.75 | 0.75 | 0.7 | 0.12433 |  | 1 | AHU-1 (from Audit) | 7.857142857142860 | 219.2143 | 220 | 194.8571 | 212.1429 | 170.5 | 212.1429 | 109.6071 | 109.6071 | 212.1429 | 243.5714 | 235.7143 | 243.5714 | 27.2556 | 27.3533 | 24.2272 | 26.3764 | 21.1988 | 26.3764 | 13.6278 | 13.6278 | 26.3764 | 30.284 | 29.3071 | 30.284 | 2383.0714 | 296.2952 | 0.46098
8392 | Pump | Circulation Pump | 34-02-004 | Heating 1 | 0.16666666666666700 | [5 empty] | 0.16666666666666700 | 0.75 | 0.75 | 0.7 | 0.12433 |  | 0.2 | All Day | 24.0 | 148.8 | 134.4 | 104.16 | 57.6 | 29.76 | 21.6 | 0 | 0 | 43.2 | 89.28 | 129.6 | 148.8 | 18.5008 | 16.7104 | 12.9506 | 7.1616 | 3.7002 | 2.6856 | 0 | 0 | 5.3712 | 11.1005 | 16.1136 | 18.5008 | 907.2 | 112.7952 | 0.14599
8393 | Unit Heater | Unit Heater | UH-2 | Heating 1 | 0.16666666666666700 | [5 empty] | 0.16666666666666700 | 0.75 | 0.75 | 0.7 | 0.12433 |  | 0.5 | All Day | 24.0 | 372 | 336 | 260.4 | 216 | 130.2 | 72 | 37.2 | 0 | 18 | 55.8 | 144 | 241.8 | 46.252 | 41.776 | 32.3764 | 26.856 | 16.1882 | 8.952 | 4.6252 | 0 | 2.238 | 6.9378 | 17.904 | 30.0638 | 1883.4 | 234.1694 | 0.04213
8394 | Heat pump | Condensor Fan |  | Heat Pump | 0.16666666666666700 | [5 empty] | 0.16666666666666700 | 0.75 | 0.75 | 0.7 | 0.12433 |  | 0.5 | All Day | 24.0 | 372 | 336 | 260.4 | 252 | 74.4 | 36 | 37.2 | 37.2 | 36 | 37.2 | 180 | 372 | 46.252 | 41.776 | 32.3764 | 31.332 | 9.2504 | 4.476 | 4.6252 | 4.6252 | 4.476 | 4.6252 | 22.38 | 46.252 | 2030.4 | 252.4464 | 0.73239
8395 | Pump | Boiler Loop Pump | P-4 | Heating 1 | 0.16666666666666700 | [5 empty] | 0.16666666666666700 | 0.75 | 0.75 | 0.7 | 0.12433 |  | 1 |  | 24.0 | 669.6 | 672 | 558 | 504 | 74.4 | 0 | 0 | 0 | 18 | 148.8 | 288 | 744 | 83.2536 | 83.552 | 69.378 | 62.664 | 9.2504 | 0 | 0 | 0 | 2.238 | 18.5008 | 35.808 | 92.504 | 3676.8 | 457.1488 | 0.77742
8396 | Pump | Heating Loop Pump | P-5 | Heating 1 | 0.16666666666666700 | [5 empty] | 0.16666666666666700 | 0.75 | 0.75 | 0.7 | 0.12433 |  | 1 |  | 24.0 | 669.6 | 672 | 558 | 504 | 74.4 | 0 | 0 | 0 | 18 | 148.8 | 288 | 744 | 83.2536 | 83.552 | 69.378 | 62.664 | 9.2504 | 0 | 0 | 0 | 2.238 | 18.5008 | 35.808 | 92.504 | 3676.8 | 457.1488 | 0.77742
8397 | Ventilation | Condensor Fan |  | Cooling 1 | 0.16666666666666700 | [5 empty] | 0.16666666666666700 | 0.75 | 0.75 | 0.7 | 0.12433 |  | 0.33 | All Day | 24.0 | 0 | 0 | 0 | 0 | 73.656 | 166.32 | 196.416 | 245.52 | 0 | 0 | 0 | 0 | 0 | 0 | 0 | 0 | 9.1579 | 20.6791 | 24.4211 | 30.5263 | 0 | 0 | 0 | 0 | 681.912 | 84.7844 | 0.60856
8398 | AC system | DX Fan | RTU-3 | Cooling 1 | 0.16666666666666700 | [5 empty] | 0.16666666666666700 | 0.75 | 0.75 | 0.7 | 0.12433 |  | 0.3 | 24/7 | 24.0 | 0 | 0 | 0 | 43.2 | 89.28 | 21.6 | 223.2 | 223.2 | 108 | 0 | 0 | 0 | 0 | 0 | 0 | 5.3712 | 11.1005 | 2.6856 | 27.7512 | 27.7512 | 13.428 | 0 | 0 | 0 | 708.48 | 88.0877 | 0.0088198
8399 | Pump | Circulation Pump | P-105 | Heating 1 | 0.16666666666666700 | [5 empty] | 0.16666666666666700 | 0.75 | 0.75 | 0.7 | 0.12433 |  | 0.4 | All Day | 24.0 | 281.1045 | 200.726 | 191.3875 | 140.9237 | 90.3806 | 31.7445 | 14.9624 | 40.268 | 52.3592 | 106.592 | 215.1391 | 297.6 | 34.9507 | 24.9569 | 23.7958 | 17.5215 | 11.2373 | 3.9469 | 1.8603 | 5.0067 | 6.51 | 13.2529 | 26.749 | 37.0016 | 1663.1875 | 206.7896 | 0.025955
8400 | Pump | Circulation Pump | P-107 | Heating 1 | 0.16666666666666700 | [5 empty] | 0.16666666666666700 | 0.75 | 0.75 | 0.7 | 0.12433 |  | 0.4 | All Day | 24.0 | 281.1045 | 200.726 | 191.3875 | 140.9237 | 90.3806 | 31.7445 | 14.9624 | 40.268 | 52.3592 | 106.592 | 215.1391 | 297.6 | 34.9507 | 24.9569 | 23.7958 | 17.5215 | 11.2373 | 3.9469 | 1.8603 | 5.0067 | 6.51 | 13.2529 | 26.749 | 37.0016 | 1663.1875 | 206.7896 | 0.025955
8401 | Heat pump | Fan | CU 1 | Heat Pump | 0.16666666666666700 | [5 empty] | 0.16666666666666700 | 0.75 | 0.75 | 0.7 | 0.12433 |  | 0.2 | Occupied | 9.428571428571430 | 58.4571 | 47.52 | 35.0743 | 22.6286 | 0 | 28.2857 | 46.7657 | 58.4571 | 16.9714 | 35.0743 | 50.9143 | 58.4571 | 7.2682 | 5.9083 | 4.3609 | 2.8135 | 0 | 3.5169 | 5.8145 | 7.2682 | 2.1101 | 4.3609 | 6.3303 | 7.2682 | 458.6057 | 57.02 | 0.15052
8402 | Heat pump | Fan | CU 2 | Heat Pump | 0.16666666666666700 | [5 empty] | 0.16666666666666700 | 0.75 | 0.75 | 0.7 | 0.12433 |  | 0.2 | Occupied | 9.428571428571430 | 58.4571 | 47.52 | 35.0743 | 22.6286 | 0 | 28.2857 | 46.7657 | 58.4571 | 16.9714 | 35.0743 | 50.9143 | 58.4571 | 7.2682 | 5.9083 | 4.3609 | 2.8135 | 0 | 3.5169 | 5.8145 | 7.2682 | 2.1101 | 4.3609 | 6.3303 | 7.2682 | 458.6057 | 57.02 | 0.15052
8403 | Heat pump | Fan | CU 3 | Heat Pump | 0.16666666666666700 | [5 empty] | 0.16666666666666700 | 0.75 | 0.75 | 0.7 | 0.12433 |  | 0.2 | Occupied | 9.428571428571430 | 58.4571 | 47.52 | 35.0743 | 22.6286 | 0 | 28.2857 | 46.7657 | 58.4571 | 16.9714 | 35.0743 | 50.9143 | 58.4571 | 7.2682 | 5.9083 | 4.3609 | 2.8135 | 0 | 3.5169 | 5.8145 | 7.2682 | 2.1101 | 4.3609 | 6.3303 | 7.2682 | 458.6057 | 57.02 | 0.15052
8404 | Ventilation | 49 x FCU Fans |  | FCU | 0.16666666666666700 | [5 empty] | 0.16666666666666700 | 0.75 | 0.75 | 0.7 | 6.0923 |  | 0.75 | All Day | 24.0 | 558 | 453.6 | 223.2 | 54 | 223.2 | 270 | 558 | 558 | 378 | 334.8 | 486 | 558 | 3399.522 | 2763.4824 | 1359.8088 | 328.986 | 1359.8088 | 1644.93 | 3399.522 | 3399.522 | 2302.902 | 2039.7132 | 2960.874 | 3399.522 | 4654.8 | 28358.5932 | 5.102
8405 | Ventilation | 50 x FCU Fans |  | FCU | 0.16666666666666700 | [5 empty] | 0.16666666666666700 | 0.75 | 0.75 | 0.7 | 6.2167 |  | 0.75 | All Day | 24.0 | 558 | 453.6 | 223.2 | 54 | 223.2 | 270 | 558 | 558 | 378 | 334.8 | 486 | 558 | 3468.9 | 2819.88 | 1387.56 | 335.7 | 1387.56 | 1678.5 | 3468.9 | 3468.9 | 2349.9 | 2081.34 | 3021.3 | 3468.9 | 4654.8 | 28937.34 | 5.2061
8406 | Ventilation | 50 x FCU Fans |  | FCU | 0.16666666666666700 | [5 empty] | 0.16666666666666700 | 0.75 | 0.75 | 0.7 | 6.2167 |  | 0.75 | All Day | 24.0 | 558 | 453.6 | 223.2 | 54 | 223.2 | 270 | 558 | 558 | 378 | 334.8 | 486 | 558 | 3468.9 | 2819.88 | 1387.56 | 335.7 | 1387.56 | 1678.5 | 3468.9 | 3468.9 | 2349.9 | 2081.34 | 3021.3 | 3468.9 | 4654.8 | 28937.34 | 5.2061
8407 | Pump | Pump | P-4 | Heating 1 | 0.16666666666666700 | [5 empty] | 0.16666666666666700 | 0.75 | 0.75 | 0.7 | 0.12433 |  | 1 | All Day | 24.0 | 744 | 672 | 558 | 360 | 297.6 | 144 | 18.6 | 18.6 | 18 | 148.8 | 288 | 520.8 | 92.504 | 83.552 | 69.378 | 44.76 | 37.0016 | 17.904 | 2.3126 | 2.3126 | 2.238 | 18.5008 | 35.808 | 64.7528 | 3788.4 | 471.0244 | 0.35
8408 | Pump | Pump | P-3 | Heating 1 | 0.16666666666666700 | [5 empty] | 0.16666666666666700 | 0.75 | 0.75 | 0.7 | 0.12433 |  | 1 | All Day | 24.0 | 744 | 672 | 558 | 360 | 297.6 | 144 | 18.6 | 18.6 | 18 | 148.8 | 288 | 520.8 | 92.504 | 83.552 | 69.378 | 44.76 | 37.0016 | 17.904 | 2.3126 | 2.3126 | 2.238 | 18.5008 | 35.808 | 64.7528 | 3788.4 | 471.0244 | 0.35
8409 | Ventilation | Exhaust Fan | L4-F-01 | Uniform | 0.16666666666666700 | [5 empty] | 0.16666666666666700 | 0.75 | 0.75 | 0.7 | 0.12433 |  | 1 | All Day | 24.0 | 744 | 672 | 744 | 720 | 744 | 720 | 744 | 744 | 720 | 744 | 720 | 669.6 | 92.504 | 83.552 | 92.504 | 89.52 | 92.504 | 89.52 | 92.504 | 92.504 | 89.52 | 92.504 | 89.52 | 83.2536 | 8685.6 | 1079.9096 | 0.051773
8410 | Ventilation | Exhaust Fan | L4-F-02 | Uniform | 0.16666666666666700 | [5 empty] | 0.16666666666666700 | 0.75 | 0.75 | 0.7 | 0.12433 |  | 1 | All Day | 24.0 | 744 | 672 | 744 | 720 | 744 | 720 | 744 | 744 | 720 | 744 | 720 | 669.6 | 92.504 | 83.552 | 92.504 | 89.52 | 92.504 | 89.52 | 92.504 | 92.504 | 89.52 | 92.504 | 89.52 | 83.2536 | 8685.6 | 1079.9096 | 0.051773
8411 | Ventilation | Exhaust Fan | L4-F-03 | Uniform | 0.16666666666666700 | [5 empty] | 0.16666666666666700 | 0.75 | 0.75 | 0.7 | 0.12433 |  | 1 | All Day | 24.0 | 744 | 672 | 744 | 720 | 744 | 720 | 744 | 744 | 720 | 744 | 720 | 669.6 | 92.504 | 83.552 | 92.504 | 89.52 | 92.504 | 89.52 | 92.504 | 92.504 | 89.52 | 92.504 | 89.52 | 83.2536 | 8685.6 | 1079.9096 | 0.051773
8412 | Pump |  | P-22 | Heating Pump | 0.16666666666666700 | [5 empty] | 0.16666666666666700 | 0.75 | 0.75 | 0.7 | 0.12433 |  | 0.5 | B | 8.571428571428570 | 132.8571 | 120 | 127.1429 | 111.4286 | 76.9048 | 13.3333 | 3.0952 | 0.71429 | 39.5238 | 111.9048 | 127.8571 | 132.8571 | 16.5186 | 14.92 | 15.8081 | 13.8543 | 9.5618 | 1.6578 | 0.38484 | 0.08881 | 4.9141 | 13.9135 | 15.8969 | 16.5186 | 997.619 | 124.0373 | 0.0086681
8413 | Pump |  | P-23 | Heating Pump | 0.16666666666666700 | [5 empty] | 0.16666666666666700 | 0.75 | 0.75 | 0.7 | 0.12433 |  | 0.5 | B | 8.571428571428570 | 132.8571 | 120 | 127.1429 | 111.4286 | 76.9048 | 13.3333 | 3.0952 | 0.71429 | 39.5238 | 111.9048 | 127.8571 | 132.8571 | 16.5186 | 14.92 | 15.8081 | 13.8543 | 9.5618 | 1.6578 | 0.38484 | 0.08881 | 4.9141 | 13.9135 | 15.8969 | 16.5186 | 997.619 | 124.0373 | 0.0086681
8414 | Pump |  | P-24 | Heating Pump | 0.16666666666666700 | [5 empty] | 0.16666666666666700 | 0.75 | 0.75 | 0.7 | 0.12433 |  | 0.5 | B | 8.571428571428570 | 132.8571 | 120 | 127.1429 | 111.4286 | 76.9048 | 13.3333 | 3.0952 | 0.71429 | 39.5238 | 111.9048 | 127.8571 | 132.8571 | 16.5186 | 14.92 | 15.8081 | 13.8543 | 9.5618 | 1.6578 | 0.38484 | 0.08881 | 4.9141 | 13.9135 | 15.8969 | 16.5186 | 997.619 | 124.0373 | 0.0086681
8415 | AC system | Cooling Fan | CU-4 | Cooling 1 | 0.16666666666666700 | [5 empty] | 0.16666666666666700 | 0.75 | 0.75 | 0.7 | 0.12433 |  | 0.3 | Admin -RTU | 11.0 | 0 | 0 | 0 | 0 | 51.15 | 69.3 | 102.3 | 71.61 | 49.5 | 0 | 0 | 0 | 0 | 0 | 0 | 0 | 6.3597 | 8.6163 | 12.7193 | 8.9035 | 6.1545 | 0 | 0 | 0 | 343.86 | 42.7533 | 0.0052846
8416 | Pump |  | P-13 | Heating Pump | 0.16666666666666700 | [5 empty] | 0.16666666666666700 | 0.75 | 0.75 | 0.7 | 0.12433 |  | 0.5 | L | 17.5 | 271.25 | 245 | 259.5833 | 227.5 | 157.0139 | 27.2222 | 6.3194 | 1.4583 | 80.6944 | 228.4722 | 261.0417 | 271.25 | 33.7254 | 30.4617 | 32.2749 | 28.2858 | 19.5221 | 3.3846 | 0.78572 | 0.18132 | 10.033 | 28.4067 | 32.4562 | 33.7254 | 2036.8056 | 253.2428 | 0.017697